## About
Our Grid Future
Planned Transmission Projects
High voltage (230 kV+) regional transmission lines & related electric transformer substations
Created by: | Organization
Elizabeth Abramson | Horizon Climate Group
Esther Ramsay | Horizon Climate Group
Matt Prorok | Great Plains Institute
Dane McFarlane | Horizon Climate Group
Diana Gastelum | Great Plains Institute
Maya Chilcote | Great Plains Institute
Contact:
Dane McFarlane, Horizon Climate Group | dane@horizonclimategroup.com
The Our Grid Future team thanks you for providing a reference citation when using this information or the corresponding GIS shapefile.
Suggested Citation:
Full: | Mid: | Short:
Abramson, E., Ramsay, E., McFarlane, D., Prorok, M., Gastelum, D., Chilcote, M., Our Grid Future Planned Transmission Projects National Database, Horizon Climate Group, February 2026 | Horizon Climate Group, Planned Transmission Projects National Database, February 2026. | Horizon Climate Group, 2026.
To use the online interactive map or to download the GIS shapefile, visit:
ourgridfuture.org
For more information about column headers and GIS data, see the Field definitions worksheet.
Last updated: | 2026-02-18

## Planned Transmission Projects
Record ID | Project ID | Project name | Segment | Owner | Status | Status last updated date | Change type | Line type | Minimum voltage (kV) | Maximum voltage (kV) | AC or DC | Capacity (MW) | Estimated in service year | Federal permitting status | State permitting status | Last permitting update | Federal permitting simple status | State permitting simple status | Alternative name | Origin substation | Destination substation | Related substations | States intersected | States intersected (abbreviated) | RTO intersected | Planning authority | Planning process | Planning | Length (mi) | Length source | Link 1 | Link 2
R-0001 | P-0001 | 502 Junction - Woodside 500 KV |  | NEET | Engineering, design, and routing | 2025-01-01 | New circuit, greenfield |  | 500 | 500 |  | 0 |  | Not started | Not started | 2025-12-10 | Not started | Not started |  | 502 Junction | Woodside | 502 Junction, Woodside | Maryland, Pennsylvania, Virginia, West Virginia | MD, PA, VA, WV | PJM | PJM |  |  | 109 | Estimated | https://www.pjm.com/planning/m/project-construction
R-0002 | P-0002 | Abel-Pfister-Ball 230 kV Transmission Project |  | Salt River Project (SRP) | Complete | 2025-04-08 | New circuit, greenfield | Aboveground | 230 | 230 |  | 0 | 2024 | [6 empty] | Abel | Ball |  | Arizona | AZ | None (Non-RTO West) |  |  |  | 20 | Reported | https://www.srpnet.com/grid-water-management/grid-management/improvement-projects/abel-pfister-ball-transmission#2
R-0003 | P-0003 | Abernathy - North Loop 345 kV |  | Sharyland Utilities, Lubbock Power & Light |  |  | New circuit, greenfield |  | 345 | 345 |  | 0 |  | Permitting Underway | CPCN, siting and permitting underway | 2025-12-08 | Permitting Underway | Permitting Underway |  | Abernathy | X-FAB | Abernathy, X-FAB | Texas | TX | ERCOT, SPP |  |  |  | 23 | Estimated | https://www.oncor.com/content/dam/oncorwww/documents/about-us/transmission-system/current-trasmission-line-projects/abernathy-to-north-project-345-kv-ccn/AtoN_PUCT_Approved.pdf
R-0004 | P-0004 | Afton North - Airport 345 KV Line |  | El Paso Electric Company |  |  | New circuit, greenfield |  | 345 | 345 |  | 0 | 2028 | Categorical Exclusion | N/A | 2025-12-10 | Categorical Exclusion | Not required |  | Afton | Airport | Afton, Airport | New Mexico | NM | None (Non-RTO West) |  |  |  | 12 | Estimated | https://www.epelectric.com/files/html/Transmission/2024%20EPE%20System%20Expansion%20Plan%202025-2034.pdf
R-0005 | P-0005 | Ajo to Reforzar: Construct New 345 kV Double Circuit Line |  | AEP Texas, Electric Transmission Texas (ETT) | Planning | 2024-12-18 | New circuit, greenfield |  | 345 | 345 |  | 0 | 2026 | Permitting Underway | CPCN, siting and permitting final decision | 2025-12-08 | Permitting Underway | Permitting Complete |  | Ajo | Reforzar | Ajo, Reforzar | Texas | TX | ERCOT | ERCOT | 21RPG017 |  | 27 | Estimated | https://www.aeptransmission.com/texas/Ajo-Reforzar/ | https://www.ercot.com/gridinfo/planning
R-0006 | P-0006 | Alberhill System Project |  | Southern California Edison | Permitting | 2025-03-11 | New circuit, greenfield |  | 500 | 500 |  | 0 | 2029 | Permitting Underway | CPCN, siting and permitting underway | 2025-12-08 | Permitting Underway | Permitting Underway |  | Alberhill | NA - line interconnection | Alberhill | California | CA | CAISO | CAISO |  |  | 2.7 | Estimated | https://www.sce.com/about-us/reliability/upgrading-transmission/alberhill | https://ia.cpuc.ca.gov/environment/info/ene/alberhill/Alberhill.html
R-0007 | P-0007 | Alexandria to Big Oaks (Cassie's Crossing) | Added 345 kV circuit | Great River Energy, Minnesota Power, Missouri River Energy Services, Otter Tail Power Company, Xcel Energy | Permitting | 2024-12-05 | Upgrade | Aboveground | 345 | 345 |  | 0 | 2030 | Permitting Underway | CPCN, siting and permitting final decision | 2025-12-08 | Permitting Underway | Permitting Complete | LRTP 02: Big Stone South - Alexandria - Big Oaks (Cassie’s Crossing) | Alexandria | Big Oaks | Alexandria, Big Oaks | Minnesota | MN | MISO | MISO | MTEP21 | LRTP Tranche 1 | 106 | Estimated | https://www.alexandriatobigoaks.com/ | https://www.misoenergy.org/planning/transmission-planning/mtep/#t=10&p=0&s=&sd=
R-0008 | P-0007 | Alexandria to Big Oaks (Cassie's Crossing) | New construction | Great River Energy, Minnesota Power, Missouri River Energy Services, Otter Tail Power Company, Xcel Energy | Permitting | 2024-12-05 | New circuit, greenfield | Aboveground | 345 | 345 |  | 0 | 2030 | Permitting Underway | CPCN, siting and permitting final decision | 2025-12-08 | Permitting Underway | Permitting Complete | LRTP 02: Big Stone South - Alexandria - Big Oaks (Cassie’s Crossing) | NA - Line interconnection only | NA - Line interconnection only |  | Minnesota | MN | MISO | MISO | MTEP21 | LRTP Tranche 1 | 2.6 | Estimated | https://www.alexandriatobigoaks.com/ | https://www.misoenergy.org/planning/transmission-planning/mtep/#t=10&p=0&s=&sd=
R-0009 | P-0008 | Alma - Blair Transmission Project | Northern Route Option | Dairyland Power Cooperative | Permitting | 2024-12-13 | New circuit, greenfield | Aboveground | 345 | 345 |  | 0 | 2028 | Permitting Underway | CPCN, siting and permitting underway | 2025-12-08 | Permitting Underway | Permitting Underway | LRTP 04: Wilmarth - North Rochester - Tremval | Alma | Tremval | Alma, Tremval | Wisconsin | WI | MISO | MISO | MTEP21 | LRTP Tranche 1 | 33 | Estimated | https://www.dairylandpower.com/alma-blair-transmission-project#:~:text=The%20Alma%2DBlair%20Transmission%20Project%20includes%20building%20a%20new%20345,Tremval%20Substation%20near%20Blair%2C%20Wis. | https://www.misoenergy.org/planning/transmission-planning/mtep/#t=10&p=0&s=&sd=
R-0010 | P-0008 | Alma - Blair Transmission Project | Southern Route Option | Dairyland Power Cooperative | Permitting | 2024-12-13 | New circuit, greenfield | Aboveground | 345 | 345 |  | 0 | 2028 | Permitting Underway | CPCN, siting and permitting underway | 2025-12-08 | Permitting Underway | Permitting Underway | LRTP 04: Wilmarth - North Rochester - Tremval | Alma | Tremval | Alma, Tremval | Wisconsin | WI | MISO | MISO | MTEP21 | LRTP Tranche 1 | 34 | Estimated | https://www.dairylandpower.com/alma-blair-transmission-project#:~:text=The%20Alma%2DBlair%20Transmission%20Project%20includes%20building%20a%20new%20345,Tremval%20Substation%20near%20Blair%2C%20Wis. | https://www.misoenergy.org/planning/transmission-planning/mtep/#t=10&p=0&s=&sd=
R-0011 | P-0009 | Altair 230 kV Route Options |  | Dominion Energy | Complete | 2025-08-25 | New circuit, greenfield |  | 230 | 230 |  | 0 | [7 empty] | Altair | NA - ties in to existing line | Altair | Virginia | VA | PJM |  |  |  | 3.5 | Estimated | https://www.dominionenergy.com/projects-and-facilities/electric-projects/power-line-projects/altair
R-0012 | P-0010 | Angstrom - Grissom: Build New Line |  | AEP Texas | Planning | 2024-12-18 | New circuit, greenfield |  | 345 | 345 |  | 0 | 2024 | Permitting Underway | CPCN, siting and permitting final decision | 2025-12-08 | Permitting Underway | Permitting Complete |  | Angstrom | Grissom | Angstrom, Grissom | Texas | TX | ERCOT | ERCOT | 19RPG0016 |  | 18 | Estimated | https://www.aeptransmission.com/texas/Angstrom-Grissom/ | https://www.ercot.com/gridinfo/planning
R-0013 | P-0011 | Angstrom to Naismith: Build New 345 kV Line |  | AEP Texas | Construction | 2024-12-18 | New circuit, greenfield |  | 345 | 345 |  | 0 | 2024 | Permitting Underway | CPCN, siting and permitting final decision | 2025-12-08 | Permitting Underway | Permitting Complete |  | Angstrom | Naismith | Angstrom, Naismith | Texas | TX | ERCOT | ERCOT | 19RPG0016 |  | 14 | Estimated | https://power-viz.com/aep/texas/Angstrom-Naismith/docs/Angstrom-Naismith_Factsheet_V6.pdf
R-0014 | P-0012 | Angstrom to STP: Increase 345 kV Line MOT |  | AEP Texas | Planning | 2024-12-18 | Upgrade |  | 345 | 345 |  | 0 | 2025 | [6 empty] | Angstrom | Sotex5 (STP) | Angstrom, Sotex5 (STP) | Texas | TX | ERCOT | ERCOT |  |  | 124 | Estimated | https://www.ercot.com/gridinfo/planning
R-0015 | P-0013 | Antelope - Whirlwind Line Upgrade |  | Southern California Edison | Planning | 2024-05-23 | Upgrade |  | 500 | 500 |  | 0 | 2025 | [6 empty] | Antelope | Whirlwind | Antelope, Whirlwind | California | CA | CAISO | CAISO |  |  | 15 | Estimated | https://www.caiso.com/documents/iso-board-approved-2023-2024-transmission-plan.pdf
R-0016 | P-0014 | Antler - Bergheim Transmission Line Upgrade |  | LCRA Transmission Services Corporation | Planning | 2024-12-18 | Upgrade |  | 345 | 345 |  | 0 | 2025 | [6 empty] | Antler | Bergheim | Antler, Bergheim | Texas | TX | ERCOT | ERCOT | 22RPG005 |  | 7 | Estimated | https://www.ercot.com/gridinfo/planning
R-0017 | P-0015 | Appalaches - Maine Interconnection |  | Hydro-Quebec TransEnergie | Construction | 2024-10-01 | New circuit, greenfield |  | 320 | 320 |  | 0 | 2025 | [6 empty] | Appalaches | NA | Appalaches, NA |  |  | Canada Energy Regulator | ISO-NE, Canada Energy Regulator |  |  | 62.63 | Reported | https://www.cer-rec.gc.ca/en/applications-hearings/view-applications-projects/hydro-quebec-trans-energie/ | https://www.iso-ne.com/system-planning/system-plans-studies/rsp/rsp-project-list-and-the-asset-condition-list
R-0018 | P-0016 | Arbor Hill - East Adair (MISO LRTP Tranche 2.1 Addtl Lines) | 345 kV (initial concept) |  |  |  | New circuit, greenfield |  | 345 | 345 |  | 0 |  | Not started | Not started | 2025-12-10 | Not started | Not started |  | Arbor Hill | East Adair | Arbor Hill, East Adair | Quebec | IA | MISO | MISO | MTEP24 | LRTP Tranche 2.1 | 20 | Estimated | https://www.misoenergy.org/planning/transmission-planning/mtep/#t=10&p=0&s=&sd=
R-0019 | P-0017 | Archer Reliability Upgrade Projects |  | Dominion Energy |  |  | Upgrade |  | 230 | 230 |  | 0 | [7 empty] | Archer | Newberry / Haile Tap | Archer, Newberry / Haile Tap | Florida | FL | None (Southeast) |  |  |  | 10 | Estimated | https://www.duke-energy.com/-/media/pdfs/233036-archer-reliability-project-map.pdf?rev=cc620b18e2874e079f34d9f027af79c6
R-0020 | P-0018 | Arrowhead SS - Stone Lake SS |  | American Transmission Company (ATC) |  |  | Upgrade |  | 345 | 345 |  | 0 | 2026 | [6 empty] | Arrowhead | Stone Lake | Arrowhead, Stone Lake | Minnesota, Wisconsin | MN, WI | MISO | MISO | MTEP21 |  | 79 | Estimated | https://www.misoenergy.org/planning/transmission-planning/mtep/#t=10&p=0&s=&sd=
R-0021 | P-0019 | Aspen - Doubs 500 kV Line |  | Dominion Energy | Engineering, design, and routing | 2025-01-01 | New circuit, greenfield |  | 500 | 500 |  | 0 | 2030 | Not started | Not started | 2025-12-10 | Not started | Not started |  | Aspen | Doubs | Aspen, Doubs | Maryland, Virginia | MD, VA | PJM | PJM |  |  | 15 | Estimated | https://www.pjm.com/planning/m/project-construction
R-0022 | P-0020 | Aspen - Golden 500 kV Line Options |  | Dominion Energy | Engineering, design, and routing | 2025-01-01 | New circuit, greenfield |  | 500 | 500 |  | 0 | 2027 | Permitting Underway | CPCN, siting and permitting final decision | 2025-12-08 | Permitting Underway | Permitting Complete |  | Aspen | Golden | Aspen, Golden | Virginia | VA | PJM | PJM |  |  | 12 | Estimated | https://www.pjm.com/planning/m/project-construction
R-0023 | P-0021 | Aspen - Goose Creek 500 kV Line |  | Dominion Energy | Engineering, design, and routing | 2025-01-01 | New circuit, greenfield |  | 500 | 500 |  | 0 | 2027 | Permitting Underway | CPCN, siting and permitting final decision | 2025-12-08 | Permitting Underway | Permitting Complete |  | Aspen | Goose Creek (VA) | Aspen, Goose Creek | Virginia | VA | PJM | PJM |  |  | 0.2 | Estimated | https://www.pjm.com/planning/m/project-construction
R-0024 | P-0022 | Aspen - Sycolin Creek 230 kV Line |  | Dominion Energy | Engineering, design, and routing | 2025-01-01 | New circuit, greenfield |  | 230 | 230 |  | 0 | 2027 | [6 empty] | Aspen | Sycolin Creek | Aspen, Sycolin Creek | Virginia | VA | PJM | PJM |  |  | 1.2 | Estimated | https://www.pjm.com/planning/m/project-construction
R-0025 | P-0023 | Auburn - Hoyt | 345 kV (JTIQ) |  | Planning | 2025-12-02 | New circuit, greenfield |  | 345 | 345 |  | 0 |  | Not started | Not started | 2025-12-10 | Not started | Not started |  | Auburn | Hoyt | Auburn, Hoyt | Kansas, Nebraska | KS, NE | SPP | MISO, SPP |  | Joint Targeted Interconnection Queue (JTIQ) Update | 77 | Estimated | https://www.spp.org/documents/71208/jtiq%20revision%20request%20kickoff%20022624%20final.pdf
R-0026 | P-0024 | Aurora - Greenville Transmission Line Upgrade | Phase 2 | Duke Energy | Permitting | 2025-02-06 | Upgrade |  | 230 | 230 |  | 0 | 2027 | [6 empty] | Greenville (NC) | NA- line continues | Greenville | North Carolina | NC | None (Southeast) |  |  |  | 1.9 | Estimated | https://www.duke-energy.com/-/media/pdfs/our-company/241047-aurora-greenville-locate-map.pdf?rev=1ccdd23078494d53b2d867cbdbdeb0e6
R-0027 | P-0024 | Aurora - Greenville Transmission Line Upgrade | Phase 1 | Duke Energy | Permitting | 2025-02-06 | Upgrade |  | 230 | 230 |  | 0 | 2027 | [6 empty] | NA- line continues | NA- line continues |  | North Carolina | NC | None (Southeast) |  |  |  | 1.4 | Estimated | https://www.duke-energy.com/-/media/pdfs/our-company/241047-aurora-greenville-locate-map.pdf?rev=1ccdd23078494d53b2d867cbdbdeb0e6
R-0028 | P-0025 | Aviator 230 kV Project |  | Dominion Energy | Complete | 2025-08-25 | New circuit, greenfield |  | 230 | 230 |  | 0 | 2024 | [6 empty] | Poland Road | Aviator | Poland Road, Aviator | Virginia | VA | PJM |  |  |  | 0.9 | Estimated | https://www.dominionenergy.com/projects-and-facilities/electric-projects/power-line-projects/aviator
R-0029 | P-0026 | Badger Coulee |  | American Transmission Company (ATC) | Complete | 2018-12-18 | New circuit, greenfield | Aboveground | 345 | 345 |  | 0 | 2018 | Permitting Complete | CPCN, siting and permitting final decision | 2025-12-08 | Complete | Permitting Complete | MVP-5: N. LaCrosse - N. Madison - Cardinal | Briggs Road | Cardinal | Briggs Road, North Madison, Cardinal | Wisconsin | WI | MISO | MISO | MTEP11 | 2011 Multi-Value Projects | 180 | Estimated | https://www.tdworld.com/grid-innovations/transmission/article/20972036/badger-coulee-transmission-line-placed-in-service | https://www.misoenergy.org/planning/multi-value-projects-mvps/#t=10&p=0&s=Updated&sd=desc
R-0030 | P-0027 | Badger Creek - Raccoon Trail |  | MidAmerican Energy Company |  |  | New circuit, greenfield |  | 345 | 345 |  | 0 | 2026 | Not started | Not started | 2025-12-10 | Not started | Not started |  | Badger Creek (IA) | Raccoon Trail | Badger Creek, Raccoon Trail | Iowa | IA | MISO | MISO | MTEP23 |  | 11 | Estimated | https://www.misoenergy.org/planning/transmission-planning/mtep/#t=10&p=0&s=&sd=
R-0031 | P-0028 | Bayway - Federal Square 230 kV |  | PSEG | Planning | 2025-01-01 | Upgrade |  | 230 | 230 |  | 0 | [7 empty] | Bayway | Federal Square | Bayway, Federal Square | New Jersey | NJ | PJM | PJM |  |  | 6 | Estimated | https://www.pjm.com/planning/m/project-construction
R-0032 | P-0029 | Bearkat - North McCamey - Sand Lake Transmsission Line Addition |  | LCRA Transmission Services Corporation | Planning | 2024-12-18 | New circuit, greenfield |  | 345 | 345 |  | 0 | 2026 | Permitting Underway | CPCN, siting and permitting underway | 2025-12-08 | Permitting Underway | Permitting Underway |  | Bearkat, North McCamey, Sand Lake | Sand Lake | Bearkat, Sand Lake | Texas | TX | ERCOT | ERCOT | 22RPG010 |  | 136 | Estimated | https://www.ercot.com/gridinfo/planning
R-0033 | P-0030 | Beaumeade - Buttermilk Reconductor |  | Dominion Energy | Complete | 2025-02-06 | Reconductor |  | 230 | 230 |  | 0 | 2023 | [6 empty] | Beaumeade | Buttermilk | Beaumeade, Buttermilk | Virginia | VA | PJM |  |  |  | 1.8 | Estimated | https://www.dominionenergy.com/projects-and-facilities/electric-projects/power-line-projects/beaumeade-buttermilk
R-0034 | P-0031 | Beaumeade - Pleasant View 230 kV |  | Dominion Energy | Complete | 2025-02-11 | Reconductor |  | 230 | 230 |  | 0 | 2022 | [6 empty] | Beaumeade | Pleasant View | Beaumeade, Pleasant View | Virginia | VA | PJM |  |  |  | 5 | Estimated | https://www.dominionenergy.com/projects-and-facilities/electric-projects/power-line-projects/beaumeade-pleasant-view
R-0035 | P-0032 | BECO to DTC 230 kV |  | Dominion Energy | Construction | 2025-02-08 | New circuit, greenfield |  | 230 | 230 |  | 0 | 2025 | [6 empty] | BECO | DTC | BECO, DTC | Virginia | VA | PJM |  |  |  | 1.3 | Estimated | https://www.dominionenergy.com/projects-and-facilities/electric-projects/power-line-projects/beco-to-dtc
R-0036 | P-0033 | Belle River - Lenox |  | ITC |  |  | Upgrade |  | 345 | 345 |  | 0 | 2025 | [6 empty] | Belle River | Lenox | Belle River, Lenox | Michigan | MI | MISO | MISO | MTEP19 |  | 20 | Estimated | https://www.misoenergy.org/planning/transmission-planning/mtep/#t=10&p=0&s=&sd=
R-0037 | P-0034 | Belmont (New Sub) - Many |  | Cleco |  |  | New circuit, greenfield |  | 230 | 230 |  | 0 | 2025 | [6 empty] | Belmont | Many | Belmont, Many | Louisiana | LA | MISO, SPP | MISO | MTEP22 |  | 15 | Estimated | https://www.misoenergy.org/planning/transmission-planning/mtep/#t=10&p=0&s=&sd=
R-0038 | P-0035 | Bergheim - Fair Oaks Ranch Transmission Line Upgrade |  | LCRA Transmission Services Corporation | Planning | 2024-12-18 | Reconductor |  | 345 | 345 |  | 0 | 2025 | [6 empty] | Bergheim | Fair Oaks Ranch | Bergheim, Fair Oaks, Fair Oaks Ranch | Texas | TX | ERCOT | ERCOT | 22RPG005 |  | 9 | Estimated | https://www.ercot.com/gridinfo/planning
R-0039 | P-0036 | Bethel - Round Butte Transmission Upgrade |  | Portland General Electric, the Confederated Tribes of the Warm Springs Reservation of Oregon | Planning | 2025-09-24 | Upgrade | Aboveground | 500 | 500 |  | 0 | 2033 | [6 empty] | Bethel | Round Butte | Bethel, Round Butte | Oregon | OR | None (Non-RTO West) |  |  |  | 99 | Estimated | https://portlandgeneral.com/news/2023-12-01-tribal-utility-national-and-state-leaders-gather-in-oregon
R-0040 | P-0037 | Big Eddy - Chemawa 230/500 kV Line Upgrade |  | Bonneville Power Administration | Planning | 2024-12-10 | Upgrade | Aboveground | 500 | 500 |  | 0 | 2032 | Not started | Not started | 2025-12-10 | Not started | Not started |  | Big Eddy | Chemawa | Big Eddy, Chemawa | Oregon | OR | None (Non-RTO West) | Bonneville Power Administration |  | Evolving Grid Projects (EGP) 1.0 | 117 | Estimated | https://www.bpa.gov/-/media/Aep/transmission/evolving-grid/evolving-grid-project-summaries.pdf
R-0041 | P-0038 | Big Eddy - Ostrander Conductor Replacement Project |  | Bonneville Power Administration | Planning | 2025-01-30 | Reconductor |  | 500 | 500 |  | 0 | 2024 | [6 empty] | Big Eddy | Ostrander | Big Eddy, Ostrander | Oregon | OR | None (Non-RTO West) |  |  |  | 71 | Estimated | https://www.bpa.gov/learn-and-participate/public-involvement-decisions/project-reviews/big-eddy-ostrander-project
R-0042 | P-0039 | Big Eddy - Quenett Creek Upgrade |  | Bonneville Power Administration |  |  | Rebuild |  | 230 | 230 |  | 0 |  | Not started | Not started | 2025-12-10 | Not started | Not started |  | Big Eddy | Quenett Creek | Big Eddy, Quenett Creek | Oregon, Washington | OR, WA | None (Non-RTO West) | Bonneville Power Administration |  | Evolving Grid Projects (EGP) 2.0 | 7 | Estimated | https://www.bpa.gov/-/media/Aep/transmission/evolving-grid/EGP-20-Public-Workshop-17-Oct-2024.pdf
R-0043 | P-0040 | Big Sandy - Burlington 230 kV Uprate |  | Tri-State Generation and Transmission Association | Planning | 2023-11-20 | Upgrade |  | 230 | 230 |  | 0 | 2028 | [6 empty] | Big Sandy | Burlington | Big Sandy, Burlington | Colorado | CO | None (Non-RTO West) |  |  |  | 81 | Reported | https://tristate.coop/sites/default/files/PDF/StakeholderOutreach-Meeting-Docs/FERC%20890%2011-20-2023.pdf | https://tristate.coop/tri-state-moving-forward-1865-million-transmission-system-upgrades
R-0044 | P-0041 | Big Stone South to Alexandria Route Options |  | Otter Tail Power Company, Missouri River Energy Services | Permitting | 2024-12-05 | New circuit, greenfield | Aboveground | 345 | 345 |  | 0 | 2030 | Permitting Underway | CPCN, siting and permitting underway in one state | 2025-12-08 | Permitting Underway | Permitting Underway | LRTP 02: Big Stone South - Alexandria - Big Oaks (Cassie’s Crossing) | Big Stone South | Alexandria | Big Stone South, Alexandria | Minnesota, South Dakota | MN, SD | MISO | MISO | MTEP21 | LRTP Tranche 1 | 201 | Estimated | https://www.bigstonesouthtoalexandria.com/ | https://www.misoenergy.org/planning/transmission-planning/mtep/#t=10&p=0&s=&sd=
R-0045 | P-0042 | Bismarck - Red Run |  | ITC |  |  | Reconductor |  | 230 | 230 |  | 0 | 2027 | [6 empty] | Bismarck (MI) | Red Run | Bismarck, Red Run | Michigan | MI | MISO | MISO | MTEP20 |  | 7 | Estimated | https://www.misoenergy.org/planning/transmission-planning/mtep/#t=10&p=0&s=&sd=
R-0046 | P-0043 | Bison - Colby |  | ITC |  |  | New circuit, greenfield |  | 345 | 345 |  | 0 | 2025 | N/A | N/A | 2025-12-10 | Not required | Not required |  | Bison (IA) | Colby | Bison, Colby | Iowa | IA | MISO, SPP | MISO | MTEP23 |  | 38 | Estimated | https://www.misoenergy.org/planning/transmission-planning/mtep/#t=10&p=0&s=&sd=
R-0047 | P-0044 | Bison - Hankinson - Big Stone South | 345 kV (JTIQ) |  | Planning | 2025-12-02 | New circuit, greenfield |  | 345 | 345 |  | 0 | 2034 | Not started | CPCN, siting and permitting underway in one state | 2025-12-10 | Not started | Permitting Underway |  | Bison (ND2) | Big Stone South | Bison, Hankinson, Big Stone South | Minnesota, North Dakota, South Dakota | MN, ND, SD | MISO, SPP | MISO, SPP |  | Joint Targeted Interconnection Queue (JTIQ) Update | 119 | Estimated | https://www.spp.org/documents/71208/jtiq%20revision%20request%20kickoff%20022624%20final.pdf
R-0048 | P-0045 | Blackberry - Iron Range |  | Minnesota Power |  |  | Rebuild | Aboveground | 230 | 230 |  | 0 | 2025 | [6 empty] | Blackberry (MN) | Iron Range | Blackberry, Iron Range | Minnesota | MN | MISO | MISO | MTEP22 |  | 0.9 | Estimated | https://www.misoenergy.org/planning/transmission-planning/mtep/#t=10&p=0&s=&sd=
R-0049 | P-0046 | Blackberry - Wolf Creek 345 kV |  | NextEra Energy Transmission | Construction | 2025-05-20 | New circuit, greenfield |  | 345 | 345 |  | 0 | 2025 | Not started | CPCN, siting and permitting underway, completed in one state | 2025-12-08 | Not started | Partially Complete |  | Blackberry (MO) | Wolf Creek (KS) | Blackberry, Wolf Creek | Kansas, Missouri | KS, MO | SPP | SPP | 2019 ITP |  | 94 | Estimated | https://www.nexteraenergytransmission.com/subsidiaries/neetsw/projects/wolf-creek-blackberry.html | https://www.spp.org/spp-documents-filings/?id=18641
R-0050 | P-0047 | Blackwell Road 230 kV Project |  | Dominion Energy | Permitting | 2025-02-10 | New circuit, greenfield |  | 230 | 230 |  | 0 | [7 empty] | Blackwell Road Option 1 | NA - none shown | Blackwell Road Option 1, Blackwell Road Option 2 | Virginia | VA | PJM |  |  |  | 3.9 | Estimated | https://cdn-dominionenergy-prd-001.azureedge.net/-/media/pdfs/global/projects-and-facilities/electric-projects/power-line-projects/blackwell-road/blackwell-underground-route-detail-map.pdf?la=en&rev=a0692f7aac914f8ab210c0963e70277b&hash=76E0481954FC69B96
R-0051 | P-0048 | Bland - Franks |  | Ameren Missouri |  |  | Rebuild |  | 345 | 345 |  | 0 | 2026 | [6 empty] | Bland | Franks | Bland, Franks | Missouri | MO | MISO | MISO | MTEP20 |  | 44 | Estimated | https://www.misoenergy.org/planning/transmission-planning/mtep/#t=10&p=0&s=&sd=
R-0052 | P-0049 | Blitz - Rockdale |  | American Transmission Company (ATC) |  |  | Upgrade |  | 345 | 345 |  | 0 | 2027 | [6 empty] | Blitz | Rockdale | Blitz, Rockdale | Wisconsin | WI | MISO | MISO | MTEP23 |  | 1 | Reported | https://www.misoenergy.org/planning/transmission-planning/mtep/#t=10&p=0&s=&sd=
R-0053 | P-0050 | Boardman to Hemingway |  | Idaho Power, PacifiCorp | Permitting | 2024-09-01 | New circuit, greenfield | Aboveground | 500 | 500 | AC | 1000 | 2027 | ROD Issued | CPCN, siting and permitting underway | 2025-12-08 | Record of Decision Issued | Permitting Underway |  | Longhorn (OR) | Hemingway | Longhorn, Hemingway | Idaho, Oregon | ID, OR | None (Non-RTO West) |  |  |  | 294 | Estimated | https://www.idahopower.com/energy-environment/energy/planning-and-electrical-projects/current-projects/boardman-to-hemingway/ | https://eplanning.blm.gov/eplanning-ui/project/68150/510
R-0054 | P-0051 | Boerne Split - Welfare Transmission Line Upgrade |  | LCRA Transmission Services Corporation | Planning | 2024-12-18 | Upgrade |  | 345 | 345 |  | 0 | 2025 | [6 empty] | Boerne | Welfare | Boerne, Welfare | Texas | TX | ERCOT | ERCOT | 22RPG005 |  | 10 | Estimated | https://www.ercot.com/gridinfo/planning
R-0055 | P-0052 | Bondurant - Montezuma |  | MidAmerican Energy Company |  |  | Upgrade |  | 345 | 345 |  | 0 | 2023 | [6 empty] | Bondurant | Montezuma Switching Station | Bondurant, Montezuma Switching Station | Iowa | IA | MISO | MISO | MTEP22 |  | 50 | Estimated | https://www.misoenergy.org/planning/transmission-planning/mtep/#t=10&p=0&s=&sd=
R-0056 | P-0053 | Borden - Storey 230 kV Line Reconductoring |  | Pacific Gas and Electric Company (PG&E) | Planning | 2024-05-23 | Reconductor |  | 230 | 230 |  | 0 | 2029 | [6 empty] | Borden | Storey | Borden, Storey | California | CA | CAISO | CAISO |  |  | 5 | Estimated | https://www.caiso.com/documents/iso-board-approved-2023-2024-transmission-plan.pdf
R-0057 | P-0054 | Bouse Upgrade Project | New 230 kV Transmission Line | ​​​​Western Area Power Administration (WAPA) | Engineering, design, and routing | 2024-12-03 | New circuit, greenfield | Aboveground | 230 | 230 |  | 0 | [7 empty] | Bouse |  | Bouse | Arizona | AZ | None (Non-RTO West) |  |  |  | 18 | Estimated | https://www.wapa.gov/about-wapa/regions/dsw/environment/bouse-upgrade-project/
R-0058 | P-0055 | Bowmont to Hubbard 230 - kilovolt Line Upgrade |  | Idaho Power | Engineering, design, and routing | 2025-09-24 | New circuit, existing ROW | Aboveground | 230 | 230 |  | 0 | 2026 | [6 empty] | Bowmont | Hubbard | Bowmont, Hubbard | Idaho | ID | None (Non-RTO West) |  |  |  | 16 | Estimated | https://www.idahopower.com/energy-environment/energy/planning-and-electrical-projects/current-projects/bowmont-hubbard-transmission-line/
R-0059 | P-0056 | Boyette Road to CR 672 |  | Tampa Electric | Construction | 2025-02-10 | New circuit, greenfield |  | 230 | 230 |  | 0 | [7 empty] | NA - none listed | CR 672 | CR 672 | Florida | FL | None (Southeast) |  |  |  | 10 | Estimated | https://www.tampaelectric.com/company/ourpowersystem/projects/powerlines/boyetteroadtoCR672substation/
R-0060 | P-0057 | Bristers - Minnieville Reconductor |  | Dominion Energy | Construction | 2025-02-08 | Reconductor |  | 230 | 230 |  | 0 | 2025 | [6 empty] | Bristers | Lindendale D.P. (Minnieville) | Bristers, Lindendale D.P. (Minnieville) | Virginia | VA | PJM |  |  |  | 16 | Estimated | https://www.dominionenergy.com/projects-and-facilities/electric-projects/power-line-projects/bristers-minnieville
R-0061 | P-0058 | Bristers Ladysmith |  | Dominion Energy | Complete | 2025-02-06 | Rebuild |  | 500 | 500 |  | 0 | 2024 | [6 empty] | Bristers | Ladysmith | Bristers, Ladysmith | Virginia | VA | PJM |  |  |  | 37 | Reported | https://www.dominionenergy.com/projects-and-facilities/electric-projects/power-line-projects/bristers-ladysmith
R-0062 | P-0059 | Lyon County - Lakefield Junction | 345 kV (JTIQ) |  | Planning | 2025-12-02 | New circuit, greenfield |  | 345 | 345 |  | 0 |  | Not started | Not started | 2025-12-10 | Not started | Not started |  | Lyon County | Lakefield Junction | Lyon County, Lakefield Junction | Minnesota, South Dakota | MN, SD | MISO, SPP | MISO, SPP |  | Joint Targeted Interconnection Queue (JTIQ) Update | 61 | Estimated | https://www.spp.org/documents/71208/jtiq%20revision%20request%20kickoff%20022624%20final.pdf
R-0063 | P-0060 | Brookings County - Lyon County |  | Xcel Energy |  |  | New circuit, existing ROW | Aboveground | 345 | 345 |  | 0 | 2024 | Not started | CPCN, siting and permitting underway, completed in one state | 2025-12-08 | Not started | Partially Complete |  | Brookings County | Lyon County | Brookings County, Lyon County | Minnesota, South Dakota | MN, SD | MISO, SPP | MISO | MTEP22 |  | 60 | Estimated | https://apps.commerce.state.mn.us/web/project-file/12737
R-0064 | P-0061 | Brooklyn Clean Energy Hub - Farragut 345 kV |  | Con Edison | Planning | 2025-10-14 | New circuit, greenfield |  | 345 | 345 |  | 0 | 2028 | N/A | N/A | 2025-12-10 | Not required | Not required |  | Rainey | Brooklyn Clean Energy Hub | Rainey, East 13th Street, Farragut, Brooklyn Clean Energy Hub | New York | NY | NYISO | NYISO |  |  | 0.1 | Estimated | https://www.nyiso.com/planning-reliability-compliance
R-0065 | P-0062 | Brooksville West, Mondon Hill, Bushnell East |  | Duke Energy | Construction | 2025-02-11 | Upgrade |  | 115 | 230 |  | 0 | 2025 | [6 empty] | Brooksville West | Bushnell East | Brooksville West, Mondon Hill, Bushnell East | Florida | FL | None (Southeast) |  |  |  | 30 | Estimated | https://www.duke-energy.com/our-company/about-us/electric-transmission-projects/mondon-hill
R-0066 | P-0063 | Brownstown - Monroe |  | ITC |  |  | Upgrade | Aboveground | 345 | 345 |  | 0 | 2028 | [6 empty] | Brownstown | Monroe (MI) | Brownstown, Monroe | Michigan | MI | MISO, PJM | MISO | MTEP23 |  | 16 | Estimated | https://www.misoenergy.org/planning/transmission-planning/mtep/#t=10&p=0&s=&sd=
R-0067 | P-0064 | Brownstown - Navarre |  | ITC |  |  | Upgrade |  | 230 | 230 |  | 0 | 2027 | [6 empty] | Brownstone | Navarre | Brownstone, Navarre | Michigan | MI | MISO | MISO | MTEP20 |  | 14 | Estimated | https://www.misoenergy.org/planning/transmission-planning/mtep/#t=10&p=0&s=&sd=
R-0068 | P-0065 | Butler Farm |  | Dominion Energy | Permitting | 2025-02-06 | New circuit, greenfield |  | 230 | 230 |  | 0 | 2026 | [6 empty] | Clover (VA) | Butler Farm | Clover, Butler Farm | Virginia | VA | PJM |  |  |  | 19 | Estimated | https://www.dominionenergy.com/projects-and-facilities/electric-projects/power-line-projects/butler-farm
R-0069 | P-0066 | Byron - Nelson 345 kV Line |  | Commonwealth Edison | Planning | 2025-01-01 | New circuit, existing ROW |  | 345 | 345 |  | 0 |  | Not started | Not started | 2025-12-10 | Not started | Not started |  | Byron | Nelson | Byron, Nelson | Illinois | IL | PJM | PJM |  |  | 33 | Estimated | https://www.pjm.com/planning/m/project-construction
R-0070 | P-0067 | Byron - Wayne New 345 kV Line |  | Commonwealth Edison | Planning | 2025-01-01 | New circuit, existing ROW |  | 345 | 345 |  | 0 |  | N/A | CPCN, siting and permitting final decision | 2025-12-08 | Not required | Permitting Complete |  | Byron | Wayne (IL) | Byron, Wayne | Illinois | IL | PJM, MISO | PJM |  |  | 82 | Estimated | https://www.pjm.com/planning/m/project-construction
R-0071 | P-0068 | Byron - Wayne Second 345 kV Line |  | Commonwealth Edison | Planning | 2025-01-01 | New circuit, existing ROW |  | 345 | 345 |  | 0 |  | N/A | CPCN, siting and permitting final decision | 2025-12-08 | Not required | Permitting Complete |  | Byron | Wayne (IL) | Byron, Wayne | Illinois | IL | PJM, MISO | PJM |  |  | 82 | Estimated | https://www.pjm.com/planning/m/project-construction
R-0072 | P-0069 | Cannon Branch - Winters Branch 230 kV Line Extension |  | Dominion Energy | Construction | 2025-02-08 | New circuit, existing ROW |  | 230 | 230 |  | 0 | 2026 | [6 empty] | Cannon Branch | Winters Branch | Cannon Branch, Brickyard, Winters Branch | Virginia | VA | PJM |  |  |  | 1.2 | Estimated | https://www.dominionenergy.com/projects-and-facilities/electric-projects/power-line-projects/cannon-branch-winters-branch#:~:text=Project%20Overview&text=This%20project%20involves%20extending%20an,in%20Prince%20William%20County%2C%20Virginia.
R-0073 | P-0070 | Cape Cod Solution Phase II |  | Eversource | Construction | 2024-10-01 | Upgrade | Aboveground | 345 | 345 |  | 0 | 2027 | [6 empty] | Bourne Switching Station | West Barnstable | Bourne Switching Station, West Barnstable | Massachusetts | MA | ISO-NE | ISO-NE |  |  | 13 | Estimated | https://www.eversource.com/content/residential/about/transmission-distribution/projects/massachusetts-projects/cape-cod-solution/cape-cod-solution-phase-2 | https://www.iso-ne.com/system-planning/system-plans-studies/rsp/rsp-project-list-and-the-asset-condition-list
R-0074 | P-0071 | Cape Fear - West End Line Rebuild |  | Duke Energy | Permitting | 2025-02-06 | Rebuild |  | 230 | 230 |  | 0 | 2026 | [6 empty] | Cape Fear | West End | Cape Fear, West End | North Carolina | NC | None (Southeast) |  |  |  | 27 | Reported | https://edocs.deq.nc.gov/WaterResources/Browse.aspx?dbid=0&startid=2870794&cr=1
R-0075 | P-0072 | Cardinal - Hickory Creek |  | ITC Midwest, ATC, Dairyland Power Cooperative | Complete | 2024-09-27 | New circuit, greenfield | Aboveground | 345 | 345 |  | 0 | 2024 | ROD issued | CPCN, siting and permitting final decision | 2025-12-08 | Record of Decision Issued | Permitting Complete | MVP-5: Cardinal - Hickory Creek | Cardinal | Hickory Creek | Cardinal, Eden, Hill Valley, Turkey River, Hickory Creek | Iowa, Wisconsin | IA, WI | MISO | MISO | MTEP11 | 2011 Multi-Value Projects | 102 | Estimated | https://www.cardinal-hickorycreek.com/news-and-updates/ | https://www.misoenergy.org/planning/multi-value-projects-mvps/#t=10&p=0&s=Updated&sd=desc
R-0076 | P-0073 | Carmel Church 230 kV Electric Transmission Project |  | Dominion Energy | Permitting | 2025-02-06 | New circuit, greenfield |  | 230 | 230 |  | 0 | 2027 | [6 empty] | Carmel Church | NA - none | Carmel Church | Virginia | VA | PJM |  |  |  | 2.5 | Estimated | https://www.dominionenergy.com/projects-and-facilities/electric-projects/power-line-projects/carmel-church-ruther-glen
R-0077 | P-0074 | Carson - Locks Rebuild and Reconductor |  | Dominion Energy | Construction | 2025-02-06 | Rebuild; Reconductor | Aboveground | 230 | 230 |  | 0 | 2025 | [6 empty] | Carson | Locks | Carson, Locks | Virginia | VA | PJM |  |  |  | 10.34 | Reported | https://www.dominionenergy.com/projects-and-facilities/electric-projects/power-line-projects/carson-locks
R-0078 | P-0075 | Carson - Reams Rebuild |  | Dominion Energy | Permitting | 2025-02-06 | Rebuild | Aboveground | 230 | 230 |  | 0 | [7 empty] | Carson | Reams | Carson, Reams | Virginia | VA | PJM |  |  |  | 1.2 | Estimated | https://www.dominionenergy.com/projects-and-facilities/electric-projects/power-line-projects/carson-reams
R-0079 | P-0076 | Cascade Renewable Transmission |  | PowerBridge LLC, Sun2o Partners LLC | Permitting |  | New circuit, greenfield | Underground | 320 | 400 | DC | 1100 | 2028 | Permitting Underway | CPCN, siting and permitting underway | 2025-12-10 | Permitting Underway | Permitting Underway |  | Harborton | Big Eddty | Harborton, Big Eddty | Oregon, Washington | OR, WA | None (Non-RTO West) |  |  |  | 103 | Estimated | https://www.cascaderenewable.com/
R-0080 | P-0077 | Castle 230 kV Transmission Line and Substation Project |  | Entergy | Construction | 2025-02-05 | New circuit, greenfield | Aboveground | 230 | 230 |  | 0 | 2024 | [6 empty] | Castle | NA (Cut in to line) | Castle | Texas | TX | ERCOT, MISO | MISO |  |  | 7 | Estimated | https://interchange.puc.texas.gov/Documents/52304_168_1231545.PDF
R-0081 | P-0078 | Cattleman - Longshore 345 kV Double - Circuit Line Rebuild |  | Oncor | Planning | 2024-12-18 | Rebuild |  | 345 | 345 |  | 0 | 2028 | [6 empty] | Morgan Creek (Cattleman) | Longshore | Morgan Creek (Cattleman), Longshore | Texas | TX | ERCOT | ERCOT | 23RPG029 |  | 37 | Estimated | https://www.ercot.com/gridinfo/planning
R-0082 | P-0079 | Cayuga Generating Station - Nucor |  | Duke Energy Indiana |  |  | Upgrade | Aboveground | 345 | 345 |  | 0 | 2026 | [6 empty] | Cayuga | Nucor | Cayuga, Nucor | Indiana | IN | MISO, PJM | MISO | MTEP23 |  | 32 | Estimated | https://www.misoenergy.org/planning/transmission-planning/mtep/#t=10&p=0&s=&sd=
R-0083 | P-0080 | CBEC - Pony Creek |  | MidAmerican Energy Company |  |  | Rebuild |  | 345 | 345 |  | 0 | 2027 | [6 empty] | Walter Scott Energy Center | Pony Creek | Walter Scott Energy Center, Pony Creek | Iowa | IA | MISO, SPP | MISO | MTEP23 |  | 2.9 | Estimated | https://www.misoenergy.org/planning/transmission-planning/mtep/#t=10&p=0&s=&sd=
R-0084 | P-0081 | Cenizo to Cruce: Construct New 345 kV Double Circuit Line |  | AEP Texas, Electric Transmission Texas (ETT) | Construction | 2025-10-29 | New circuit, greenfield |  | 345 | 345 |  | 0 | 2026 | Permitting Underway | CPCN, siting and permitting final decision | 2025-12-08 | Permitting Underway | Permitting Complete |  | Cenizo | Cruce | Cenizo, Cruce | Texas | TX | ERCOT | ERCOT | 21RPG017 |  | 61 | Estimated | https://www.aeptransmission.com/texas/Cenizo-Cruce/ | https://www.ercot.com/gridinfo/planning
R-0085 | P-0082 | Central East Energy Connect |  | LS Power Grid New York, New York Power Authority | Construction | 2025-01-28 | Upgrade | Aboveground | 345 | 345 |  | 0 | 2023 | [6 empty] | Edic | New Scotland | Edic, Princetown, Rotterdam 2, New Scotland | New York | NY | NYISO |  |  |  | 93 | Reported | https://www.lspgridnewyork.com/wp-content/uploads/2021/06/LS-Power-Grid-New-York-Overview-Handout-R3-Final.pdf
R-0086 | P-0083 | Central Illinois Grid Transformation Program | 138 kV Connector | Ameren Transmission Company of Illinois (ATXI), Ameren Illinois | Permitting | 2024-11-27 | New circuit, existing ROW | Aboveground | 138 | 138 |  | 0 | 2029 | Permitting Underway | CPCN, siting and permitting underway, completed in one state | 2025-12-08 | Permitting Underway | Partially Complete | LRTP 14: Ipava - Maple Ridge - Tazewell - Brokaw - Paxton East | Macomb 1 | Macomb 2 | Macomb 1, Macomb 2 | Illinois | IL | MISO | MISO | MTEP21 | LRTP Tranche 1 | 8 | Estimated | https://www.ameren.com/company/ameren-transmission/central-illinois-grid-transformation-program | https://www.misoenergy.org/planning/transmission-planning/mtep/#t=10&p=0&s=&sd=
R-0087 | P-0083 | Central Illinois Grid Transformation Program | Route Options | Ameren Transmission Company of Illinois (ATXI), Ameren Illinois | Permitting | 2024-11-27 | New circuit, greenfield | Aboveground | 138 | 345 |  | 0 | 2029 | Permitting Underway | CPCN, siting and permitting underway, completed in one state | 2025-12-08 | Permitting Underway | Partially Complete | LRTP 14: Ipava - Maple Ridge - Tazewell - Brokaw - Paxton East | NA - Line Interconnection | NA - Line Interconnection |  | Illinois | IL | MISO | MISO | MTEP21 | LRTP Tranche 1 | 44 | Estimated | https://www.ameren.com/company/ameren-transmission/central-illinois-grid-transformation-program | https://www.misoenergy.org/planning/transmission-planning/mtep/#t=10&p=0&s=&sd=
R-0088 | P-0083 | Central Illinois Grid Transformation Program | Proposed Route | Ameren Transmission Company of Illinois (ATXI), Ameren Illinois | Permitting | 2024-11-27 | New circuit, existing ROW; New circuit, greenfield; Upgrade | Aboveground | 138 | 345 |  | 0 | 2029 | Permitting Underway | CPCN, siting and permitting underway, completed in one state | 2025-12-08 | Permitting Underway | Partially Complete | LRTP 14: Ipava - Maple Ridge - Tazewell - Brokaw - Paxton East | Meredosia | Crossbuck | Meredosia, Ipava, Maple Ridge, Tazewll, Radbourn, Sidney, Plackett, Crossbuck | Illinois, Indiana | IL, IN | MISO | MISO | MTEP21 | LRTP Tranche 1 | 342 | Estimated | https://www.ameren.com/company/ameren-transmission/central-illinois-grid-transformation-program | https://www.misoenergy.org/planning/transmission-planning/mtep/#t=10&p=0&s=&sd=
R-0095 | P-0085 | Champlain Hudson Power Express | Terrestrial | Transmission Developers Inc (TDI) | Construction | 2025-01-29 | New circuit, greenfield | Underground | 300 | 320 | DC | 1250 | 2026 | Permitting Complete | CPCN, siting and permitting final decision | 2025-12-08 | Complete | Permitting Complete |  | None (line interconnection) | Astoria Converter Station | Astoria Converter Station | New York | NY | NYISO | NYISO |  |  | 190 | Estimated | https://chpexpress.com/
R-0096 | P-0085 | Champlain Hudson Power Express | Submarine | Transmission Developers Inc (TDI) | Construction | 2025-01-29 | New circuit, greenfield | Underground | 300 | 320 | DC | 1250 | 2026 | Permitting Complete | CPCN, siting and permitting final decision | 2025-12-08 | Complete | Permitting Complete |  | None (line interconnection) | Astoria Converter Station | Astoria Converter Station | New York, Vermont | NY, VT | NYISO | NYISO |  |  | 192 | Estimated | https://chpexpress.com/
R-0097 | P-0085 | Champlain Hudson Power Express | Astoria Rainey Cable (Terrestrial) | Transmission Developers Inc (TDI) | Construction | 2025-01-29 | New circuit, greenfield | Underground | 300 | 320 | AC | 1250 | 2026 | Permitting Complete | CPCN, siting and permitting final decision | 2025-12-08 | Complete | Permitting Complete |  | Astoria Converter Station | Rainey | Astoria Converter Station, East Astoria, Rainey | New York | NY | NYISO | NYISO |  |  | 3.5 | Reported | https://chpexpress.com/
R-0098 | P-0086 | Chase City - Cloud 230 kV |  | Dominion Energy | Complete | 2025-08-25 | New circuit, greenfield |  | 230 | 230 |  | 0 | 2024 | [6 empty] | Chase City | Cloud | Chase City, Cloud | Virginia | VA | PJM | PJM |  |  | 15 | Estimated | https://www.dominionenergy.com/projects-and-facilities/electric-projects/power-line-projects/chase-city-to-cloud | https://www.pjm.com/planning/m/project-construction
R-0099 | P-0087 | Chehalis - Covington 230 kV Line Upgrade |  | Bonneville Power Administration |  |  | Upgrade | Aboveground | 230 | 230 |  | 0 | 2028 | Not started | Not started | 2025-12-10 | Not started | Not started |  | Chehalis | Covington | Chehalis, Covington | Washington | WA | None (Non-RTO West) | Bonneville Power Administration |  | Evolving Grid Projects (EGP) 1.0 | 70 | Estimated | https://www.bpa.gov/-/media/Aep/transmission/evolving-grid/EGP-10-Project-Summaries.pdf
R-0100 | P-0088 | Chesterfield - Allied Rebuild |  | Dominion Energy | Complete | 2025-02-11 | Rebuild |  | 230 | 230 |  | 0 | 2022 | [6 empty] | NA - ties in to existing line | NA - ties in to existing line |  | Virginia | VA | PJM |  |  |  | 2.9 | Estimated | https://www.dominionenergy.com/projects-and-facilities/electric-projects/power-line-projects/chesterfield-allied/documents
R-0101 | P-0089 | Choctaw - Wolf Creek |  | Entergy MS |  |  | New circuit, greenfield |  | 500 | 500 |  | 0 | 2025 | N/A | N/A | 2025-12-10 | Not required | Not required |  | Choctaw | Wolf Creek (MS) | Choctaw, Wolf Creek | Mississippi | MS | MISO | MISO | MTEP22 |  | 0.1 | Estimated | https://www.misoenergy.org/planning/transmission-planning/mtep/#t=10&p=0&s=&sd=
R-0102 | P-0090 | Cimarron Link |  | Invenergy | Planning | 2025-11-25 | New circuit, greenfield | Aboveground | 500 | 500 | DC | 1900 | 2028 | [6 empty] | Not yet determined | Not yet determined |  | Oklahoma | OK | SPP | Merchant |  |  | 400 | Reported | https://cimarronlink.com/
R-0103 | P-0091 | CIP-Hopkins |  | Dominion Energy | Permitting | 2025-03-05 | Rebuild | Aboveground | 230 | 230 |  | 0 | 2025 | [6 empty] | Columbia Industrial Park | Hopkins | Columbia Industrial Park, Hopkins | South Carolina | SC | None (Southeast) |  |  |  | 7 | Estimated | https://www.dominionenergy.com/projects-and-facilities/electric-projects/power-line-projects/cip-hopkins
R-0104 | P-0092 | Cirrus - Keyser 230 kV Transmission Line Rebuild |  | Dominion Energy | Permitting | 2025-02-10 | Rebuild |  | 230 | 230 |  | 0 | 2025 | [6 empty] | Mountain Run | NA - ties in to existing line | Mountain Run | Virginia | VA | PJM |  |  |  | 5 | Estimated | https://www.dominionenergy.com/projects-and-facilities/electric-projects/power-line-projects/cirrus-keyser
R-0105 | P-0093 | Clark - Idylwood Reconductor |  | Dominion Energy | Construction | 2025-02-06 | Reconductor |  | 230 | 230 |  | 0 | 2025 | [6 empty] | Clark | Idylwood | Clark, Idylwood | Virginia | VA | PJM |  |  |  | 4 | Reported | https://www.dominionenergy.com/projects-and-facilities/electric-projects/power-line-projects/clark-idylwood
R-0106 | P-0094 | Clean Path NY |  | New York Power Authority, Invenergy, energyRe | Terminated | 2025-01-28 | New circuit, greenfield | Underground | 345 | 400 |  | 1300 | 2027 | Permitting Underway | CPCN, siting and permitting underway | 2025-12-08 | Permitting Underway | Permitting Underway |  | Rainey | Fraser | Rainey, Fraser | New York | NY | NYISO |  |  |  | 176 | Estimated | https://www.cleanpathny.com/
R-0107 | P-0095 | Clifton - Winters Branch Rebuild |  | Dominion Energy | Construction | 2025-02-08 | Rebuild |  | 230 | 230 |  | 0 | 2026 | [6 empty] | Clifton | Cannon Branch | Clifton, Cannon Branch | Virginia | VA | PJM |  |  |  | 7.25 | Reported | https://www.dominionenergy.com/projects-and-facilities/electric-projects/power-line-projects/clifton-winters-branch
R-0108 | P-0096 | Clinton - Goose Creek |  | Ameren Illinois |  |  | Rebuild |  | 345 | 345 |  | 0 | 2024 | [6 empty] | Clinton | Goose Creek (IL) | Clinton, Goose Creek | Illinois | IL | MISO | MISO | MTEP23 |  | 13 | Estimated | https://www.misoenergy.org/planning/transmission-planning/mtep/#t=10&p=0&s=&sd=
R-0109 | P-0097 | Clinton - Oreana |  | Ameren Illinois |  |  | Rebuild |  | 345 | 345 |  | 0 | 2024 | [6 empty] | Clinton | Oreana | Clinton, Oreana | Illinois | IL | MISO | MISO | MTEP23 |  | 21 | Estimated | https://www.misoenergy.org/planning/transmission-planning/mtep/#t=10&p=0&s=&sd=
R-0110 | P-0098 | Clover - Chase City Rebuild |  | Dominion Energy | Permitting | 2025-02-06 | Rebuild; Reconductor | Aboveground | 230 | 230 |  | 0 | 2026 | [6 empty] | Clover (VA) | Chase City | Clover, Chase City | Virginia | VA | PJM |  |  |  | 16 | Reported | https://www.dominionenergy.com/projects-and-facilities/electric-projects/power-line-projects/clover-chase-city#:~:text=The%20Clover%2DChase%20City%20230,west%20of%20the%20Chase%20City
R-0111 | P-0099 | Clover - Sigurd 345 kV |  | PacifiCorp | Planning | 2025-09-24 | New circuit, greenfield | Aboveground | 345 | 345 |  | 0 |  | Not started | Not started | 2025-12-10 | Not started | Not started |  | Clover (UT) | Sigurd | Clover, Sigurd | Utah | UT | None (Non-RTO West) |  |  |  | 65 | Estimated | https://le.utah.gov/interim/2021/pdf/00002055.pdf
R-0112 | P-0100 | Cloverhill Loop 230 kV Upgrade |  | Dominion Energy | Construction | 2025-02-10 | Upgrade |  | 230 | 230 |  | 0 | 2025 | [6 empty] | Cloverhill | Winters Branch | Cloverhill, Winters Branch | Virginia | VA | PJM |  |  |  | 1.2 | Estimated | https://www.dominionenergy.com/projects-and-facilities/electric-projects/power-line-projects/cloverhill-loop
R-0113 | P-0101 | Cloverhill to Ox 230 kV Line |  | Dominion Energy | Engineering, design, and routing | 2025-08-14 | New circuit, greenfield |  | 230 | 230 |  | 0 | 2029 | [6 empty] | Cloverhill | Ox | Cloverhill, Ox | Virginia | VA | PJM | PJM |  |  | 24.5 | Reported | https://www.pjm.com/planning/m/project-construction
R-0114 | P-0102 | Clubhouse to Lakeview 230 kV Rebuild |  | Duke Energy | Complete | 2025-02-11 | Rebuild |  | 230 | 230 |  | 0 | 2023 | [6 empty] | Clubhouse | Lakeview | Clubhouse, Lakeview | North Carolina, Virginia | NC, VA | PJM |  |  |  | 18 | Estimated | https://www.dominionenergy.com/projects-and-facilities/electric-projects/power-line-projects/line-254
R-0115 | P-0103 | Coffeen North - Roxford |  | Ameren Illinois |  |  | Reconductor |  | 345 | 345 |  | 0 | 2026 | [6 empty] | Coffeen N | Roxford | Coffeen N, Roxford | Illinois | IL | MISO |  |  |  | 50 | Estimated | https://www.misoenergy.org/planning/transmission-planning/mtep/#t=10&p=0&s=&sd=
R-0116 | P-0104 | Colorado River - Red Bluff 500 kV Line Upgrade |  | Southern California Edsion | Planning | 2024-05-23 | Upgrade |  | 500 | 500 |  | 0 | 2028 | [6 empty] | Colorado River | Red Bluff | Colorado River, Red Bluff | California | CA | CAISO | CAISO |  |  | 32 | Estimated | https://www.caiso.com/documents/iso-board-approved-2023-2024-transmission-plan.pdf
R-0117 | P-0105 | Colorado's Power Pathway |  | Xcel Energy | Construction | 2025-01-28 | New circuit, greenfield | Aboveground | 345 | 345 |  | 0 | 2027 | Not started | CPCN, siting and permitting underway | 2025-12-08 | Not started | Permitting Underway |  | Fort St Vrain | Longhorn | Fort St Vrain, Canal Crossing, Goose Creek, Sandstone, May Valley, Harvest Mile, Longhorn | Colorado | CO | SPP |  |  |  | 583 | Estimated | https://www.coloradospowerpathway.com/
R-0118 | P-0106 | Columbia - North Madison |  | American Transmission Company (ATC) |  |  | Upgrade | Aboveground | 345 | 345 |  | 0 | 2026 | [6 empty] | Columbia (WI) | North Madison | Columbia, North Madison | Wisconsin | WI | MISO | MISO | MTEP23 |  | 17 | Estimated | https://www.misoenergy.org/planning/transmission-planning/mtep/#t=10&p=0&s=&sd=
R-0119 | P-0107 | Commodore - Churchill |  | Entergy |  |  | New circuit, greenfield |  | 500 | 500 |  | 0 | 2029 | N/A | CPCN, siting and permitting underway | 2025-12-10 | Not required | Permitting Underway |  | Commodore | Churchill | Commodore, Churchill | Louisiana | LA | MISO | MISO | MTEP23 |  | 69 | Estimated | https://cdn.misoenergy.org/20230906%20SSPM3%20Item%2003c-2%20Louisiana%20Proposed%20Projects630081.pdf | https://www.misoenergy.org/planning/transmission-planning/mtep/#t=10&p=0&s=&sd=
R-0120 | P-0108 | Commodore - Waterford |  | Entergy |  |  | New circuit, greenfield |  | 230 | 230 |  | 0 | 2027 | [6 empty] | Commodore | Waterford | Commodore, Waterford | Louisiana | LA | MISO | MISO | MTEP23 |  | 48 | Estimated | https://cdn.misoenergy.org/20230906%20SSPM3%20Item%2003c-2%20Louisiana%20Proposed%20Projects630081.pdf | https://www.misoenergy.org/planning/transmission-planning/mtep/#t=10&p=0&s=&sd=
R-0121 | P-0109 | Conastone - Doubs 500 kV |  | PSEG | Engineering, design, and routing | 2025-01-01 | New circuit, greenfield |  | 500 | 500 |  | 0 | 2027 | Not started | CPCN, siting and permitting underway | 2025-12-08 | Not started | Permitting Underway |  | Conastone | Doubs | Conastone, Doubs | Maryland | MD | PJM | PJM |  |  | 69.5 | Reported | https://www.pjm.com/planning/m/project-construction
R-0131 | P-0111 | Consavvy - Odessa EHV 345 kV Double Circuit Line Rebuild |  | Oncor | Planning | 2024-12-18 | Rebuild |  | 345 | 345 |  | 0 | 2028 | [6 empty] | Consavvy | Odessa | Consavvy, Odessa | Texas | TX | ERCOT, SPP | ERCOT |  |  | 23 | Estimated | https://www.ercot.com/gridinfo/planning
R-0132 | P-0112 | Cookstown - Larrabee 230 kV |  | Jersey Central Power & Light | Construction | 2025-01-01 | New circuit, greenfield |  | 230 | 230 |  | 0 | 2024 | [6 empty] | Cookstown | Larrabee | Cookstown, Larrabee | New Jersey | NJ | PJM | PJM |  |  | 19 | Estimated | https://www.pjm.com/planning/m/project-construction
R-0133 | P-0113 | Cookstown - Whiting 230 kV |  | Jersey Central Power & Light | Construction | 2025-01-01 | New circuit, greenfield |  | 230 | 230 |  | 0 | 2024 | [6 empty] | Cookstown | Whiting | Cookstown, Whiting | New Jersey | NJ | PJM | PJM |  |  | 12 | Estimated | https://www.pjm.com/planning/m/project-construction
R-0134 | P-0114 | Cooper - North Delta (Bramah) 500 kV |  | PECO | Engineering, design, and routing | 2025-01-01 | New circuit, greenfield |  | 500 | 500 |  | 0 | 2028 | Not started | Not started | 2025-12-10 | Not started | Not started |  | Cooper | North Delta (Bramah) | Cooper, North Delta (Bramah) | Pennsylvania | PA | PJM | PJM |  |  | 0.5 | Estimated | https://www.pjm.com/planning/m/project-construction
R-0135 | P-0115 | Coopers Mills to Maine Yankee 345 kV line |  | Central Maine Power Company | Construction | 2024-10-01 | New circuit, greenfield |  | 345 | 345 |  | 0 | 2025 | Permitting Complete | CPCN, siting and permitting final decision | 2025-12-08 | Complete | Permitting Complete |  | Coopers Mills | Maine Yankee | Coopers Mills, Maine Yankee | Maine | ME | ISO-NE | ISO-NE |  |  | 25 | Estimated | https://www.iso-ne.com/system-planning/system-plans-studies/rsp/rsp-project-list-and-the-asset-condition-list
R-0136 | P-0116 | Corral to Grassland Annex 500kV Line |  | PacifiCorp | Planning | 2025-12-02 | New circuit, greenfield | Aboveground | 500 | 500 |  | 0 |  | Not started | Not started | 2025-12-10 | Not started | Not started |  | Corral | Grassland Annex | Corral, Grassland Annex | Oregon | OR | None (Non-RTO West) |  |  |  | 115 | Estimated | https://www.oasis.oati.com/woa/docs/PPW/PPWdocs/2022CA20CS2.pdf
R-0137 | P-0117 | Corral to Snow Goose 500kV Line |  | PacifiCorp | Planning | 2025-12-02 | New circuit, greenfield | Aboveground | 500 | 500 |  | 0 |  | Not started | Not started | 2025-12-10 | Not started | Not started |  | Corral | Snow Goose | Corral, Snow Goose | Oregon | OR | None (Non-RTO West) |  |  |  | 149 | Estimated | https://www.oasis.oati.com/woa/docs/PPW/PPWdocs/2022CA20CS2.pdf
R-0138 | P-0118 | CPSE Howard to San Miguel Double Circuit Line Addition |  | CPS Energy | Planning | 2024-12-18 | New circuit, greenfield |  | 345 | 345 |  | 0 | 2027 | Permitting Underway | CPCN, siting and permitting final decision | 2025-12-08 | Permitting Underway | Permitting Complete |  | Howard | San Miguel | Howard, San Miguel | Texas | TX | ERCOT | ERCOT |  |  | 40 | Estimated | https://www.cpsenergy.com/en/about-us/new-infrastructure/Howard-to-San-Miguel-Transmission.html | https://www.ercot.com/gridinfo/planning
R-0139 | P-0119 | Craggy - Enka Reliability Project |  | Duke Energy | Construction | 2025-01-29 | Upgrade |  | 230 | 230 |  | 0 | 2025 | [6 empty] | Craggy | Enka | Craggy, Enka | North Carolina | NC | None (Southeast) |  |  |  | 9 | Reported | https://www.duke-energy.com/our-company/about-us/electric-transmission-projects/craggy-enka
R-0140 | P-0120 | Crossroads - Hobbs - Roadrunner |  | Nextera Energy | Engineering, design, and routing | 2025-05-20 | New circuit, greenfield |  | 345 | 345 |  | 0 | 2026 | Draft EIS/EIA | Not started | 2025-12-10 | Permitting Underway | Not started |  | Crossroads | Roadrunner | Crossroads, Hobbs, Roadrunner | New Mexico | NM | SPP | SPP | 2021 ITP |  | 135 | Reported | https://www.nexteraenergytransmission.com/subsidiaries/neetsw/projects/crossroads-hobbs-roadrunner.html
R-0141 | P-0121 | Cruce to Del Sol: Construct New 345 kV Double Circuit Line |  | AEP Texas, Electric Transmission Texas (ETT) | Construction | 2025-10-29 | New circuit, greenfield |  | 345 | 345 |  | 0 | 2026 | Permitting Underway | CPCN, siting and permitting final decision | 2025-12-08 | Permitting Underway | Permitting Complete |  | Cruce | Del Sol | Cruce, Del Sol | Texas | TX | ERCOT | ERCOT | 21RPG017 |  | 68 | Estimated | https://www.aeptransmission.com/texas/Cruce-DelSol/ | https://www.ercot.com/gridinfo/planning
R-0142 | P-0122 | Cruce to Reforzar: Construct New 345 kV Double Circuit Line |  | AEP Texas | Construction | 2025-10-29 | New circuit, greenfield |  | 345 | 345 |  | 0 | 2026 | Permitting Underway | CPCN, siting and permitting final decision | 2025-12-08 | Permitting Underway | Permitting Complete |  | Cruce | Reforzar | Cruce, Reforzar | Texas | TX | ERCOT | ERCOT | 21RPG017 |  | 39 | Estimated | https://www.aeptransmission.com/texas/Cruce-Reforzar/ | https://www.ercot.com/gridinfo/planning
R-0143 | P-0123 | Crystal River - Bronson Transmission Line Project |  | Duke Energy | Complete | 2025-08-25 | Rebuild |  | 230 | 230 |  | 0 | 2024 | [6 empty] | Crystal River | Bronson | Crystal River, Bronson | Florida | FL | None (Southeast) |  |  |  | 38 | Reported | https://www.duke-energy.com/our-company/about-us/electric-transmission-projects/crystal-river-bronson
R-0144 | P-0124 | Culpeper Tech Zone 230 kV Project | Oak Green Rebuild | Dominion Energy | Engineering, design, and routing | 2025-02-10 | Rebuild |  | 230 | 230 |  | 0 | [7 empty] | Oak Green | NA - ties in to existing line | Oak Green | Virginia | VA | PJM |  |  |  | 2.6 | Estimated | https://www.dominionenergy.com/projects-and-facilities/electric-projects/power-line-projects/culpeper-tech-zone
R-0145 | P-0124 | Culpeper Tech Zone 230 kV Project | Germanna - Potato Run Approved Future Line | Dominion Energy | Engineering, design, and routing | 2025-02-10 | New circuit, greenfield |  | 230 | 230 |  | 0 | [7 empty] | Germanna | NA - tis in to existing line | Germanna | Virginia | VA | PJM |  |  |  | 1.7 | Estimated | https://www.dominionenergy.com/projects-and-facilities/electric-projects/power-line-projects/culpeper-tech-zone
R-0146 | P-0124 | Culpeper Tech Zone 230 kV Project | Mt. Pony Proposed Route | Dominion Energy | Engineering, design, and routing | 2025-02-10 | New circuit, greenfield; New circuit, existing ROW |  | 230 | 230 |  | 0 | [7 empty] | Mt. Pony | NA - ties in to existing line | Mt. Pony | Virginia | VA | PJM |  |  |  | 5 | Estimated | https://www.dominionenergy.com/projects-and-facilities/electric-projects/power-line-projects/culpeper-tech-zone
R-0147 | P-0124 | Culpeper Tech Zone 230 kV Project | Tech Park Proposed Route | Dominion Energy | Engineering, design, and routing | 2025-02-10 | New circuit, greenfield |  | 230 | 230 |  | 0 | [7 empty] | Mt. Pony | Cirrus | Mt. Pony, Cirrus, Palomino, Chandler, McDevitt | Virginia | VA | PJM |  |  |  | 3.5 | Estimated | https://www.dominionenergy.com/projects-and-facilities/electric-projects/power-line-projects/culpeper-tech-zone
R-0148 | P-0125 | Dauphin - Harrisburg 230 kV |  | PPL Electric Utilities | Engineering, design, and routing | 2025-01-01 | New circuit, greenfield |  | 230 | 230 |  | 0 | 2033 | [6 empty] | Copperhead | Harrisburg | Copperhead, Harrisburg | Pennsylvania | PA | PJM | PJM |  |  | 9 | Estimated | https://www.pjm.com/planning/m/project-construction
R-0149 | P-0126 | Daves Store 230 kV Project |  | Dominion Energy | Construction | 2025-04-15 | New circuit, greenfield |  | 230 | 230 |  | 0 | [7 empty] | Daves Store | Trident | Daves Store, Gemini, Atlas, Stinger, Trident | Virginia | VA | PJM |  |  |  | 2.7 | Estimated | https://www.dominionenergy.com/projects-and-facilities/electric-projects/power-line-projects/daves-store
R-0150 | P-0127 | DEI Whitestown - DEI Hortonville |  | Indianapolis Power & Light Company (AES Indiana) |  |  | Upgrade |  | 345 | 345 |  | 0 | 2026 | [6 empty] | Hortonville | Whitestown | Hortonville, Whitestown | Indiana | IN | MISO | MISO | MTEP23 |  | 14 | Estimated | https://www.misoenergy.org/planning/transmission-planning/mtep/#t=10&p=0&s=&sd=
R-0151 | P-0128 | Del Sol to Frontera: Build New 345 kV Double Circuit Line |  | AEP Texas, Electric Transmission Texas (ETT) | Construction | 2025-10-29 | New circuit, greenfield |  | 345 | 345 |  | 0 | 2026 | Permitting Underway | CPCN, siting and permitting final decision | 2025-12-08 | Permitting Underway | Permitting Complete |  | Del Sol | Frontera | Del Sol, Frontera | Texas | TX | ERCOT | ERCOT | 21RPG017 |  | 37 | Estimated | https://www.aeptransmission.com/texas/DelSol-Frontera/ | https://www.ercot.com/gridinfo/planning
R-0152 | P-0129 | Delmont - Hazel |  | Entergy LA |  |  | Reconductor |  | 230 | 230 |  | 0 | 2026 | [6 empty] | Delmont | Hazel | Delmont, Hazel | Louisiana | LA | MISO | MISO | MTEP23 |  | 2 | Estimated | https://www.misoenergy.org/planning/transmission-planning/mtep/#t=10&p=0&s=&sd=
R-0153 | P-0130 | Devers - Red Bluff 500 kV Upgrade |  | Southern California Edison | Planning | 2024-05-23 | Upgrade |  | 500 | 500 |  | 0 | 2028 | [6 empty] | Devers | Red Bluff | Devers, Red Bluff | California | CA | CAISO | CAISO |  |  | 80 | Estimated | https://www.caiso.com/documents/iso-board-approved-2023-2024-transmission-plan.pdf
R-0154 | P-0131 | Devers-Valley 500 kV Upgrade |  | Southern California Edison | Planning | 2024-05-23 | Upgrade |  | 500 | 500 |  | 0 | 2028 | [6 empty] | Devers | Valley (CA) | Devers, Valley | California | CA | CAISO | CAISO |  |  | 42 | Estimated | https://www.caiso.com/documents/iso-board-approved-2023-2024-transmission-plan.pdf
R-0155 | P-0132 | Disston to Largo Transmission Upgrade |  | Duke Energy | Construction | 2025-01-29 | Rebuild; Upgrade |  | 230 | 230 |  | 0 | 2027 | [6 empty] | Disston | Largo | Disston, Largo | Florida | FL | None (Southeast) |  |  |  | 11.5 | Reported | https://www.duke-energy.com/our-company/about-us/electric-transmission-projects/pinellas-county-reliability-program/disston-to-largo
R-0156 | P-0133 | Dooms - Harrisonburg Rebuild |  | Dominion Energy | Permitting | 2025-02-06 | Rebuild |  | 230 | 230 |  | 0 | 2027 | [6 empty] | Dooms | Harrisonburg | Dooms, Harrisonburg | Virginia | VA | PJM |  |  |  | 22 | Estimated | https://www.dominionenergy.com/projects-and-facilities/electric-projects/power-line-projects/dooms-harrisonburg
R-0157 | P-0134 | Drill Hole - Riverton 345 kV Double - Circuit |  | Oncor | Planning | 2025-10-29 | New circuit, greenfield |  | 345 | 345 |  | 0 | 2028 | Permitting Underway | CPCN, siting and permitting underway | 2025-12-08 | Permitting Underway | Permitting Underway |  | Drill Hole | Riverton | Drill Hole, Riverton | Texas | TX | None | ERCOT | 24RPG010 |  | 16 | Estimated | https://www.ercot.com/gridinfo/planning
R-0158 | P-0135 | Driver - Hybar |  | Entergy AR |  |  | New circuit, greenfield |  | 230 | 230 |  | 0 | 2025 | [6 empty] | Driver | Hybar | Driver, Hybar | Arkansas | AR | MISO | MISO | MTEP23 |  | 2 | Estimated | https://www.misoenergy.org/planning/transmission-planning/mtep/#t=10&p=0&s=&sd=
R-0159 | P-0136 | Eastern Colorado Transmission Expansion | Burlington - Lamar 230 kV | Tri-State Generation and Transmission Association | Construction | 2024-12-03 | New circuit, greenfield | Aboveground | 230 | 230 |  | 700 | 2028 | [6 empty] | Burlington | Lamar | Burlington, Lamar | Colorado | CO | None (Non-RTO West) |  |  |  | 80 | Estimated | https://tristate.coop/tri-state-moving-forward-1865-million-transmission-system-upgrades
R-0160 | P-0136 | Eastern Colorado Transmission Expansion | Boone - Huckleberry 230 kV | Tri-State Generation and Transmission Association | Engineering, design, and routing | 2024-12-03 | New circuit, greenfield | Aboveground | 230 | 230 |  | 700 | 2028 | [6 empty] | Boone | Huckleberry | Boone, Huckleberry | Colorado | CO | None (Non-RTO West) |  |  |  | 47 | Estimated | https://tristate.coop/tri-state-moving-forward-1865-million-transmission-system-upgrades
R-0161 | P-0136 | Eastern Colorado Transmission Expansion | Badger Creek - Big Sandy 230 kV | Tri-State Generation and Transmission Association | Engineering, design, and routing | 2024-12-03 | New circuit, greenfield | Aboveground | 230 | 230 |  | 700 | 2028 | [6 empty] | Badger Creek (CO) | Big Sandy | Badger Creek, Big Sandy | Colorado | CO | None (Non-RTO West) |  |  |  | 51 | Estimated | https://tristate.coop/tri-state-moving-forward-1865-million-transmission-system-upgrades
R-0162 | P-0137 | Eastern Loudoun County Reconductor Projects |  | Dominion Energy |  |  | Reconductor |  | 230 | 230 |  | 0 | [7 empty] | Cabin Run | Shellhorn | Cabin Run, Shellhorn, Buttermilk | Virginia | VA | PJM |  |  |  | 8 | Estimated
R-0163 | P-0138 | Edsall 230 kV Electric Transmission Project |  | Dominion Energy | Permitting | 2025-02-08 | New circuit, greenfield |  | 230 | 230 |  | 0 | 2027 | [6 empty] | Edsall | Van Dorn | Edsall, Van Dorn | Virginia | VA | PJM |  |  |  | 0.8 | Estimated | https://www.dominionenergy.com/projects-and-facilities/electric-projects/power-line-projects/edsall
R-0164 | P-0139 | Elmont - Ladysmith 230 kV Line |  | Dominion Energy | Engineering, design, and routing | 2025-08-14 | New circuit, greenfield |  | 230 | 230 |  | 0 | 2029 | [6 empty] | Elmont | Ladysmith | Elmont, Ladysmith | Virginia | VA | PJM | PJM |  |  | 26.4 | Reported | https://www.pjm.com/planning/m/project-construction | https://www.dominionenergy.com/-/media/pdfs/global/projects-and-facilities/electric-projects/power-line-projects/ladysmith-elmont/ladysmith-elmont-overview-030121.pdf#page=3
R-0165 | P-0140 | Empire State Line |  | NextEra Energy Transmission | Complete | 2022-06-01 | New circuit, greenfield | Aboveground | 345 | 345 |  | 3700 | 2022 | Permitting Underway | CPCN, siting and permitting final decision | 2025-12-08 | Permitting Underway | Permitting Complete |  | Dysinger | East Stolle | Dysinger, East Stolle | New York | NY | NYISO |  |  |  | 21 | Estimated | https://www.empirestateline.com/
R-0166 | P-0141 | Energize Eastside |  | Puget Sound Energy | Complete | 2025-01-07 | New circuit, greenfield | Aboveground | 230 | 230 |  | 0 | 2024 | [6 empty] | Sammamish | Talbot Hill | Sammamish, Lakeside, Richards Creek, Talbot Hill | Washington | WA | None (Non-RTO West) |  |  |  | 16 | Estimated | https://energizeeastside.com/
R-0167 | P-0142 | Erwin - Fayetteville Line Upgrade Project |  | Duke Energy | Construction | 2025-02-06 | Upgrade | Aboveground | 230 | 230 |  | 0 | 2026 | [6 empty] | Erwin | Fayetteville | Erwin, Fayetteville | North Carolina | NC | None (Southeast) |  |  |  | 38 | Estimated | https://www.duke-energy.com/our-company/about-us/electric-transmission-projects/erwin-fayetteville-reliability-project
R-0168 | P-0143 | Expanse - Tredway 138 kV Line |  | Oncor | Planning | 2024-10-16 | Rebuild |  | 345 | 345 |  | 0 | 2026 | [6 empty] | Expanse | Tredway | Expanse, Vealmoor, Tredway | Texas | TX | ERCOT | ERCOT |  |  | 30 | Estimated | https://www.ercot.com/files/docs/2024/10/15/EIR_ONCOR_Tredway_Scope_OCT.pdf | https://www.ercot.com/gridinfo/planning
R-0169 | P-0144 | Farmwell to Nimbus 230 kV Line |  | Dominion Energy | Engineering, design, and routing | 2025-01-01 | New circuit, greenfield |  | 230 | 230 |  | 0 | 2025 | [6 empty] | Farmwell | Nimbus | Farmwell, Nimbus | Virginia | VA | PJM | PJM |  |  | 0.4 | Estimated | https://www.scc.virginia.gov/consumers/public-utility/electricity-faqs/transmission-line-projects/ | https://www.pjm.com/planning/m/project-construction
R-0170 | P-0145 | Four Corners to Cholla to Pinnacle Peak 345kV Line Rebuilds |  | Arizona Public Service | Planning | 2024-02-01 | Rebuild |  | 345 | 345 |  | 0 | 2035 | [6 empty] | Pinnacle Peak SRP | Four Corners | Pinnacle Peak SRP, Cholla, Four Corners | Arizona, New Mexico | AZ, NM | None (Non-RTO West) |  |  |  | 289 | Estimated | http://www.oasis.oati.com/AZPS/AZPSdocs/FC_TSR_Facilities_Study_-_Final_20180717.pdf
R-0171 | P-0146 | FPP Yard 2 - Lytton Springs Transmission Line Overhaul |  | Lower Colorado River Authority | Planning | 2024-12-18 | Rebuild |  | 345 | 345 |  | 0 | 2026 | [6 empty] | Fayette Plant #2 | Lytton Springs | Fayette Plant #2, Lytton Springs | Texas | TX | ERCOT | ERCOT | 24RPG013 |  | 62 | Estimated | https://www.ercot.com/gridinfo/planning
R-0172 | P-0147 | Fredericksburg - Possum Point Upgrade and Rebuild |  | Dominion Energy | Permitting | 2025-02-06 | Rebuild; Upgrade |  | 230 | 230 |  | 0 | [7 empty] | Fredericksburg | Possum Point | Fredericksburg, Possum Point | Virginia | VA | PJM |  |  |  | 24 | Estimated | https://www.dominionenergy.com/projects-and-facilities/electric-projects/power-line-projects/fredericksburg-possum-point
R-0173 | P-0148 | French Camp Reinforcement |  | Pacific Gas and Electric Company (PG&E) | Planning | 2024-05-23 | New circuit, greenfield |  | 230 | 230 |  | 0 | 2030 | [6 empty] | French Camp (CA) | NA - line interconnection | French Camp | California | CA | CAISO | CAISO |  |  | 2 | Estimated | https://www.caiso.com/documents/iso-board-approved-2023-2024-transmission-plan.pdf
R-0174 | P-0149 | Furnace Run - Conastone 230 kV |  | Transource Energy | On hold | 2025-01-01 | New circuit, greenfield |  | 230 | 230 |  | 0 | 2023 | [6 empty] | Furnace Run | Conastone | Furnace Run, Conastone | Maryland, Pennsylvania | MD, PA | PJM | PJM |  |  | 12 | Estimated | https://www.pjm.com/planning/m/project-construction
R-0175 | P-0150 | Gateway Central | Segment C Limber to Terminal 345 kV | PacifiCorp | Engineering, design, and routing | 2025-01-28 | New circuit, greenfield |  | 345 | 345 |  | 0 | 2030 | Not started | CPCN, siting and permitting underway | 2025-12-10 | Not started | Permitting Underway |  | Limber | Terminal | Limber, Terminal | Utah | UT | None (Non-RTO West) |  |  | Energy Gateway Transmission Expansion Program | 42 | Estimated | https://www.pacificorp.com/transmission/transmission-projects/energy-gateway/gateway-central.html
R-0176 | P-0150 | Gateway Central | Segment C Limber to Oquirrh 345 kV Upgrade Connection | PacifiCorp | Engineering, design, and routing | 2025-09-24 | Upgrade |  | 345 | 345 |  | 0 | 2030 | Not started | CPCN, siting and permitting underway | 2025-12-10 | Not started | Permitting Underway |  | Limber | NA - Line interconnection | Limber | Utah | UT | None (Non-RTO West) |  |  | Energy Gateway Transmission Expansion Program | 2.3 | Estimated | https://www.pacificorp.com/transmission/transmission-projects/energy-gateway/gateway-central.html
R-0177 | P-0150 | Gateway Central | Segment C Limber to Tooele 138 kV | PacifiCorp | Engineering, design, and routing | 2025-09-24 | New circuit, greenfield |  | 138 | 138 |  | 0 | 2030 | Not started | CPCN, siting and permitting underway | 2025-12-10 | Not started | Permitting Underway |  | Limber | Tooele | Limber, Tooele | Utah | UT | None (Non-RTO West) |  |  | Energy Gateway Transmission Expansion Program | 13 | Estimated | https://www.pacificorp.com/transmission/transmission-projects/energy-gateway/gateway-central.html
R-0178 | P-0150 | Gateway Central | Segment C Limber to Clover 500 kV Upgrade Connection | PacifiCorp | Engineering, design, and routing | 2025-09-24 | Upgrade |  | 500 | 500 |  | 0 | 2030 | Not started | CPCN, siting and permitting underway | 2025-12-10 | Not started | Permitting Underway |  | Limber | NA - Line interconnection | Limber | Utah | UT | None (Non-RTO West) |  |  | Energy Gateway Transmission Expansion Program | 1.8 | Estimated | https://www.pacificorp.com/transmission/transmission-projects/energy-gateway/gateway-central.html
R-0179 | P-0151 | Gateway South |  | PacifiCorp | Complete | 2025-09-24 | New circuit, greenfield | Aboveground | 500 | 500 | AC | 1500 | 2024 | ROD Issued | CPCN, siting and permitting final decision | 2025-12-10 | Record of Decision Issued | Permitting Complete |  | Aeolus | Clover | Aeolus, Clover | Colorado, Utah, Wyoming | CO, UT, WY | None (Non-RTO West) |  |  | Energy Gateway Transmission Expansion Program | 416 | Reported | https://www.pacificorp.com/transmission/transmission-projects/energy-gateway/gateway-south.html | https://eplanning.blm.gov/eplanning-ui/project/53044/510
R-0180 | P-0152 | Gateway West |  | Idaho Power, PacifiCorp | Permitting | 2024-09-01 | New circuit, greenfield | Aboveground | 500 | 500 |  | 2000 | 2028 | ROD Issued | Not started | 2025-12-10 | Record of Decision Issued | Not started |  | Windstar | Hemingway | Windstar, Dave Johnston, Heward, Shirley Basin, Aeolus, Anticline, Jim Bridger, Populus, Borah, Cedar Hill, Midpoint (500kV), Hemingway | Idaho, Wyoming | ID, WY | None (Non-RTO West) |  |  | Energy Gateway Transmission Expansion Program | 616 | Estimated | https://www.pacificorp.com/transmission/transmission-projects/energy-gateway/gateway-west.html | https://eplanning.blm.gov/eplanning-ui/project/92974/510
R-0181 | P-0153 | Glenham - Bismarck WAPA |  | Montana-Dakota Utilities Company |  |  | New circuit, greenfield |  | 230 | 230 |  | 0 | 2027 | [6 empty] | Glenham | Bismarck (ND) | Glenham, Bismarck | North Dakota, South Dakota | ND, SD | MISO, SPP | MISO | MTEP23 |  | 92 | Estimated | https://www.misoenergy.org/planning/transmission-planning/mtep/#t=10&p=0&s=&sd=
R-0182 | P-0154 | Glenham - Whitlock |  | Montana-Dakota Utilities Company |  |  | New circuit, greenfield |  | 230 | 230 |  | 0 | 2027 | [6 empty] | Glenham | Whitlock | Glenham, Whitlock | South Dakota | SD | MISO, SPP | MISO | MTEP23 |  | 36 | Estimated | https://www.misoenergy.org/planning/transmission-planning/mtep/#t=10&p=0&s=&sd=
R-0183 | P-0155 | GLW/VEA Area Upgrades | Rebuild Trout Canyon - Sloan Canyon 230 kV Lines to 500 kV | GridLiance West | Planning | 2024-05-23 | Rebuild; Upgrade |  | 500 | 500 |  | 0 | 2027 | ROD issued | Not started | 2025-12-08 | Record of Decision Issued | Not started |  | Trout Canyon | Sloan Canyon | Trout Canyon, Sloan Canyon | Nevada | NV | None | CAISO |  |  | 59 | Estimated | https://www.gridliancewest.com/transmission-upgrades/core-upgrades.html | https://www.caiso.com/documents/iso-board-approved-2023-2024-transmission-plan.pdf
R-0184 | P-0155 | GLW/VEA Area Upgrades | Rebuild Gamebird - Trout Canyon 230 kV | GridLiance West | Planning | 2024-05-23 | Rebuild |  | 230 | 230 |  | 0 | 2027 | ROD issued | Not started | 2025-12-08 | Record of Decision Issued | Not started |  | Gamebird | Trout Canyon | Gamebird, Trout Canyon | Nevada | NV | None | CAISO |  |  | 9 | Estimated | https://www.gridliancewest.com/transmission-upgrades/core-upgrades.html | https://www.caiso.com/documents/iso-board-approved-2023-2024-transmission-plan.pdf
R-0185 | P-0155 | GLW/VEA Area Upgrades | Rebuild Pahrump – Gamebird 230 kV | GridLiance West | Planning | 2024-05-23 | Rebuild |  | 230 | 230 |  | 0 | 2027 | ROD issued | Not started | 2025-12-08 | Record of Decision Issued | Not started |  | Pahrump | Gamebird | Pahrump, Gamebird | Nevada | NV | None | CAISO |  |  | 4.6 | Estimated | https://www.gridliancewest.com/transmission-upgrades/core-upgrades.html | https://www.caiso.com/documents/iso-board-approved-2023-2024-transmission-plan.pdf
R-0186 | P-0155 | GLW/VEA Area Upgrades | Rebuild Innovation - Pahrump 230 kV | GridLiance West | Planning | 2024-05-23 | Rebuild |  | 230 | 230 |  | 0 | 2027 | ROD issued | Not started | 2025-12-08 | Record of Decision Issued | Not started |  | Innovation | Pahrump | Innovation, Pahrump | Nevada | NV | None | CAISO |  |  | 33 | Estimated | https://www.gridliancewest.com/transmission-upgrades/core-upgrades.html | https://www.caiso.com/documents/iso-board-approved-2023-2024-transmission-plan.pdf
R-0187 | P-0155 | GLW/VEA Area Upgrades | Rebuild Innovation - Desert View 230 kV Lines to 500 kV | GridLiance West | Planning | 2024-05-23 | Rebuild; Upgrade |  | 500 | 500 |  | 0 | 2027 | ROD issued | Not started | 2025-12-08 | Record of Decision Issued | Not started |  | Innovation | Desert View | Innovation, Desert View | Nevada | NV | None | CAISO |  |  | 38 | Estimated | https://www.gridliancewest.com/transmission-upgrades/core-upgrades.html | https://www.caiso.com/documents/iso-board-approved-2023-2024-transmission-plan.pdf
R-0188 | P-0155 | GLW/VEA Area Upgrades | Rebuild Northwest - Desert View 230 kV | GridLiance West | Planning | 2024-05-23 | Rebuild |  | 230 | 230 |  | 0 | 2027 | ROD issued | Not started | 2025-12-08 | Record of Decision Issued | Not started |  | Northwest | Desert View | Northwest, Desert View | Nevada | NV | None | CAISO |  |  | 4.3 | Estimated | https://www.gridliancewest.com/transmission-upgrades/core-upgrades.html | https://www.caiso.com/documents/iso-board-approved-2023-2024-transmission-plan.pdf
R-0189 | P-0155 | GLW/VEA Area Upgrades | Innovation - Desert View 230 kV Line Addition | GridLiance West | Planning | 2024-05-23 | New circuit, existing ROW |  | 230 | 230 |  | 0 | 2027 | ROD issued | Not started | 2025-12-08 | Record of Decision Issued | Not started |  | Innovation | Desert View | Innovation, Desert View | Nevada | NV | None | CAISO |  |  | 38 | Estimated | https://www.gridliancewest.com/transmission-upgrades/core-upgrades.html | https://www.caiso.com/documents/iso-board-approved-2023-2024-transmission-plan.pdf
R-0190 | P-0155 | GLW/VEA Area Upgrades | Johnnie Corner - Vista - Pahrump 230 kV Line Addition | GridLiance West | Planning | 2024-05-23 | New circuit, existing ROW |  | 230 | 230 |  | 0 | 2027 | ROD issued | Not started | 2025-12-08 | Record of Decision Issued | Not started |  | Johnnie Corner | Pahrump | Johnnie Corner, Vista, Pahrump | Nevada | NV | None | CAISO |  |  | 17 | Estimated | https://www.gridliancewest.com/transmission-upgrades/core-upgrades.html | https://www.caiso.com/documents/iso-board-approved-2023-2024-transmission-plan.pdf
R-0191 | P-0155 | GLW/VEA Area Upgrades | Johnnie Corner - Innovation 230 kV Line Addition | GridLiance West | Planning | 2024-05-23 | New circuit, existing ROW |  | 230 | 230 |  | 0 | 2027 | ROD issued | Not started | 2025-12-08 | Record of Decision Issued | Not started |  | Johnnie Corner | Innovation | Johnnie Corner, Innovation | Nevada | NV | None | CAISO |  |  | 15 | Estimated | https://www.gridliancewest.com/transmission-upgrades/core-upgrades.html | https://www.caiso.com/documents/iso-board-approved-2023-2024-transmission-plan.pdf
R-0192 | P-0156 | Golden Valley 230 kV |  | UniSource Energy Services | Permitting | 2024-12-10 | New circuit, greenfield | Aboveground | 230 | 230 |  | 0 | 2030 | [6 empty] | McConnico | Mineral Park | McConnico, Harris, Mineral Park | Arizona | AZ | None (Non-RTO West) |  |  |  | 17 | Estimated | https://www.uesaz.com/golden-valley/
R-0193 | P-0157 | Graceton - Batavia Road 230 kV Line |  | Baltimore Gas and Electric Company (BGE) | Engineering, design, and routing | 2025-01-01 | New circuit, greenfield |  | 230 | 230 |  | 0 | 2028 | [6 empty] | Graceton | Batavia | Graceton, Batavia | Maryland | MD | PJM | PJM |  |  | 29 | Estimated | https://www.pjm.com/planning/m/project-construction
R-0194 | P-0158 | Grain Belt Express |  | Invenergy | Permitting | 2025-01-28 | New circuit, greenfield | Aboveground | 600 | 600 | DC | 5000 | 2028 | Draft EIS/EIA | CPCN, siting and permitting final decision | 2025-12-08 | Permitting Underway | Permitting Complete |  | Not specified | Not specified | Middle Grove, McCredie | Illinois, Indiana, Kansas, Missouri | IL, IN, KS, MO | MISO, SPP | Merchant |  |  | 854 | Estimated | https://grainbeltexpress.com/
R-0195 | P-0159 | Grand Coulee - Columbia - Schultz 500kV |  | Bonneville Power Administration | Planning | 2025-09-24 | Upgrade |  | 500 | 500 |  | 0 |  | Not started | Not started | 2025-12-10 | Not started | Not started |  | Gand Coulee | Schultz | Gand Coulee, Columbia, Schultz | Washington | WA | None (Non-RTO West) | Bonneville Power Administration |  | Evolving Grid Projects (EGP) 2.0 | 99 | Estimated | https://www.bpa.gov/-/media/Aep/transmission/evolving-grid/EGP-20-Public-Workshop-17-Oct-2024.pdf
R-0196 | P-0160 | Greenlink North |  | NV Energy | Permitting | 2024-12-11 | New circuit, greenfield | Aboveground | 525 | 525 |  | 4000 | 2028 | ROD issued | CPCN, siting and permitting underway | 2025-12-08 | Record of Decision Issued | Permitting Underway |  | Fort Churchill | Robinson Summit | Fort Churchill, Robinson Summit | Nevada | NV | None (Non-RTO West) |  |  |  | 235 | Reported | https://www.nvenergy.com/cleanenergy/greenlink-nevada | https://eplanning.blm.gov/eplanning-ui/project/2017033/510
R-0197 | P-0161 | Greenlink West |  | NV Energy | Permitting | 2025-01-28 | New circuit, greenfield | Aboveground | 525 | 525 |  | 4000 | 2027 | ROD Issued | CPCN, siting and permitting final decision | 2025-12-08 | Record of Decision Issued | Permitting Complete |  | Mira Loma (NV) | Harry Allen (230kV) | Mira Loma, Comstock, Fort Churchill, Esmeralda, Amargosa, Northwest, Harry Allen | Nevada | NV | None (Non-RTO West) |  |  |  | 350 | Reported | https://www.nvenergy.com/cleanenergy/greenlink-nevada | https://eplanning.blm.gov/eplanning-ui/project/2017391/510
R-0198 | P-0162 | Greenville - Everetts 230 kV |  | Dominion Energy | Engineering, design, and routing | 2025-01-01 | Rebuild; Upgrade |  | 230 | 230 |  | 0 | 2026 | [6 empty] | Greenville (NC) | Everetts | Greenville, Everetts | North Carolina | NC | PJM | PJM |  |  | 22 | Estimated | https://www.pjm.com/planning/m/project-construction
R-0199 | P-0163 | Greenwich - Thalia - Lynnhaven 230 kV Rebuild |  | Dominion Energy | Construction | 2025-02-08 | Rebuild |  | 230 | 230 |  | 0 | 2025 | [6 empty] | Greenwich | Lynnhaven | Greenwich, Thalia, Lynnhaven | Virginia | VA | PJM |  |  |  | 6 | Estimated | https://www.dominionenergy.com/projects-and-facilities/electric-projects/power-line-projects/greenwich
R-0200 | P-0164 | Greenwood - Rapson |  | ITC |  |  | New circuit, greenfield |  | 345 | 345 |  | 0 | 2027 | Not started | Not started | 2025-12-10 | Not started | Not started |  | Greenwood | Rapson | Greenwood, Rapson | Michigan | MI | MISO | MISO | MTEP23 |  | 51 | Estimated | https://www.misoenergy.org/planning/transmission-planning/mtep/#t=10&p=0&s=&sd=
R-0201 | P-0165 | Grid Forward Central Wisconsin Transmission Line Project | Upgrade | American Transmission Company (ATC) | Permitting | 2024-12-09 | Upgrade | Aboveground | 345 | 345 |  | 0 | 2030 | Not started | CPCN, siting and permitting underway | 2025-12-08 | Not started | Permitting Underway | LRTP 06: Tremval - Rocky Run - Columbia | Tremval | Columbia (WI) | Tremval, Arpin, Columbia | Wisconsin | WI | MISO | MISO | MTEP21 | LRTP Tranche 1 | 150 | Estimated | https://atc-gridforward.com/ | https://www.misoenergy.org/planning/transmission-planning/mtep/#t=10&p=0&s=&sd=
R-0202 | P-0165 | Grid Forward Central Wisconsin Transmission Line Project | New build | American Transmission Company (ATC) | Permitting | 2024-12-09 | New circuit, greenfield | Aboveground | 345 | 345 |  | 0 | 2030 | Not started | CPCN, siting and permitting underway | 2025-12-08 | Not started | Permitting Underway | LRTP 06: Tremval - Rocky Run - Columbia | Tremval | Columbia | Tremval, Arpin, Columbia | Wisconsin | WI | MISO | MISO | MTEP21 | LRTP Tranche 1 | 50 | Estimated | https://atc-gridforward.com/ | https://www.misoenergy.org/planning/transmission-planning/mtep/#t=10&p=0&s=&sd=
R-0203 | P-0166 | Hampton Corner - Helena |  | Xcel Energy |  |  | New circuit, existing ROW | Aboveground | 345 | 345 |  | 0 | 2025 | Not started | CPCN, siting and permitting final decision | 2025-12-08 | Not started | Permitting Complete |  | Helena | Hampton | Helena, Chub Lake, Hampton | Minnesota | MN | MISO | MISO | MTEP22 |  | 39 | Estimated | https://apps.commerce.state.mn.us/web/project-file/12737
R-0204 | P-0167 | Harborton - Trojan #3 and #4 230kV |  | Portland General Electric | Permitting | 2025-09-24 | New circuit, greenfield | Aboveground | 230 | 230 |  | 0 | 2030 | [6 empty] | Harborton | Trojan Nuclear Plant Switchyard | Harborton, Trojan Nuclear Plant Switchyard | Oregon | OR | None (Non-RTO West) |  |  |  | 34 | Estimated | https://www.oasis.oati.com/woa/docs/PGE/PGEdocs/2024_Local_Transmission_Plan-Draft.pdf
R-0205 | P-0168 | Heartland Spirit Connector |  | NextEra Energy | Planning | 2025-01-28 | New circuit, greenfield | Aboveground | 345 | 640 |  | 0 | 2032 | Not started | Not started | 2025-12-10 | Not started | Not started |  | Not yet determined | Not yet determined |  | Arkansas, Colorado, Kansas, Oklahoma | AR, CO, KS, OK | SPP, MISO |  |  |  | 540 | Reported | https://www.nexteraenergytransmission.com/heartland-spirit-connector.html
R-0206 | P-0169 | Helix (Duck Lake) to Majestic |  | ITC | Permitting | 2025-12-02 | New circuit, greenfield | Aboveground | 345 | 345 |  | 0 |  | N/A | Not started | 2025-12-10 | Not required | Not started | LRTP 18: Oneida - Nelson Rd. | Helix | Majestic | Helix, Tompkins, Majestic | Michigan | MI | MISO | MISO | MTEP21 | LRTP Tranche 1 | 43 | Estimated | https://www.dextertownship.org/wp-content/uploads/Majestic-Wayne-project-profile-FINAL-080823.pdf | https://www.misoenergy.org/planning/transmission-planning/mtep/#t=10&p=0&s=&sd=
R-0207 | P-0170 | Helix to Hiple |  | Xcel Energy | Permitting | 2024-12-05 | New circuit, greenfield | Aboveground | 345 | 345 |  | 0 | 2030 | Not started | CPCN, siting and permitting final decision | 2025-12-08 | Not started | Permitting Complete | LRTP 17: Hiple - Duck Lake | IN/MI Border (connection location) | Helix | Helix | Michigan | MI | MISO | MISO | MTEP21 | LRTP Tranche 1 | 54 | Estimated | https://mifuturegrid-openhouse.com/helix-to-hiple/ | https://www.misoenergy.org/planning/transmission-planning/mtep/#t=10&p=0&s=&sd=
R-0208 | P-0171 | Hemingway - Bowmont #2 230 kV Line |  | Idaho Power | Complete | 2025-09-24 | New circuit, existing ROW | Aboveground | 230 | 230 |  | 0 | [7 empty] | Hemingway | Bowmont | Hemingway, Bowmont | Idaho | ID | None (Non-RTO West) |  |  |  | 13 | Estimated | https://puc.idaho.gov/Fileroom/PublicFiles/ELEC/IPC/IPCE2143/CaseFiles/20220216IRP%20Appendix%20D.pdf
R-0209 | P-0172 | Hertel - New York Interconnection |  | Hydro-Quebec | Construction | 2025-04-08 | New circuit, greenfield |  | 400 | 400 | DC | 1250 | 2026 | Permitting Complete | CPCN, siting and permitting final decision | 2025-12-08 | Complete | Permitting Complete |  | Hertel | Not specified - interconnection at US Canada border | Hertel | New York | NY | NYISO |  |  |  | 35 | Estimated | https://www.hydroquebec.com/projects/hertel-new-york-interconnection/
R-0210 | P-0173 | Highway 46 - River Oaks Transmission Line Upgrade |  | LCRA Transmission Services Corporation | Planning | 2024-12-18 | Upgrade |  | 345 | 345 |  | 0 | 2024 | [6 empty] | Highway 46 | River Oaks | Highway 46, River Oaks | Texas | TX | ERCOT | ERCOT | 22RPG005 |  | 9 | Estimated | https://www.ercot.com/gridinfo/planning
R-0211 | P-0174 | Hiple to IN/MI Border Transmission Line |  | Republic Transmission | Engineering, design, and routing | 2024-12-05 | New circuit, greenfield | Aboveground | 345 | 345 |  | 0 |  | Not started | Not started | 2025-12-10 | Not started | Not started | LRTP 17: Hiple - Duck Lake | Hiple | IN/MI Border (connection location) | Hiple | Indiana, Michigan | IN, MI | MISO, PJM | MISO | MTEP21 | LRTP Tranche 1 | 28 | Estimated | https://www.republictransmission.com/himb/ | https://www.misoenergy.org/planning/transmission-planning/mtep/#t=10&p=0&s=&sd=
R-0212 | P-0175 | Holly Springs Utley Creek Project |  | Duke Energy | Construction | 2025-02-10 | New circuit, greenfield |  | 230 | 230 |  | 0 | [7 empty] | Holly Springs | NA- ties in to existing line | Holly Springs | North Carolina | NC | None (Southeast) |  |  |  | 2.2 | Reported | https://www.duke-energy.com/our-company/about-us/electric-transmission-projects/holly-springs
R-0213 | P-0176 | Hornbaker - Devlin 230 kV Route Options |  | Dominion Energy | Engineering, design, and routing | 2025-02-10 | New circuit, greenfield |  | 230 | 230 |  | 0 | [7 empty] | Devlin | Hornbaker | Devlin, Pegasus, Hornbaker, Hourglass | Virginia | VA | PJM |  |  |  | 8 | Estimated | https://www.dominionenergy.com/projects-and-facilities/electric-projects/power-line-projects/hornbakerdevlin
R-0214 | P-0177 | Hudson - Essex 230 kV |  | PSEG | Planning | 2025-01-01 | New circuit, greenfield |  | 230 | 230 |  | 0 | [7 empty] | HVDC B2B Station Hudson | Essex | HVDC B2B Station Hudson, Essex | New Jersey | NJ | PJM | PJM |  |  | 9 | Estimated | https://www.pjm.com/planning/m/project-construction
R-0215 | P-0178 | Hudson - South Waterfront - Add Second 230 kV Underground Cable |  | PSEG | Planning | 2025-01-01 | New circuit, existing ROW |  | 230 | 230 |  | 0 | [7 empty] | HVDC B2B Station Hudson | South Waterfront | South Waterfront | New Jersey | NJ | PJM | PJM |  |  | 8 | Estimated | https://www.pjm.com/planning/m/project-construction
R-0216 | P-0179 | Hunterstown - Carroll 230 kV Line |  | APS, Met-Ed | Engineering, design, and routing | 2025-01-01 | New circuit, greenfield |  | 230 | 230 |  | 0 | 2028 | [6 empty] | Hunterstown | Carroll | Hunterstown, Carroll | Maryland, Pennsylvania | MD, PA | PJM | PJM |  |  | 24 | Estimated | https://www.pjm.com/planning/m/project-construction
R-0217 | P-0180 | Hyde Park to Downtown Ckt.32A Upgrades |  | CenterPoint Energy | Planning | 2024-12-18 | Upgrade |  | 345 | 345 |  | 0 | 2026 | [6 empty] | Hyde Park | Downtown | Hyde Park, Downtown | Texas | TX | ERCOT, MISO | ERCOT |  |  | 1.2 | Estimated | https://www.ercot.com/gridinfo/planning
R-0218 | P-0181 | Idylwood - Tysons 230 kV Project |  | Dominion Energy | Complete | 2025-02-06 | New circuit, greenfield | Underground | 230 | 230 |  | 0 | 2023 | [6 empty] | Tyson | Idylwood | Tyson, Idylwood | Virginia | VA | PJM |  |  |  | 4.4 | Estimated | https://www.dominionenergy.com/projects-and-facilities/electric-projects/power-line-projects/idylwood-tysons
R-0219 | P-0182 | Imperial Valley - North of SONGS Project |  | Horizon West Transmission (NextEra Energy Transmission) | Engineering, design, and routing | 2024-12-03 | New circuit, greenfield |  | 500 | 500 |  | 3000 | 2034 | Not started | Not started | 2025-12-10 | Not started | Not started |  | Imperial Valley | San Ofre Nuclear Power Plant (SONGS) | Imperial Valley, San Ofre Nuclear Power Plant (SONGS) | California | CA | CAISO | CAISO |  |  | 116 | Estimated | https://www.horizonwesttransmission.com/faq.html
R-0220 | P-0183 | Jackson Road to Cedar Grove 230 kV Line |  | PSEG | Planning | 2025-01-01 | New circuit, greenfield |  | 230 | 230 |  | 0 | 2028 | [6 empty] | Jackson Road | Cedar Grove | Jackson Road, Cedar Grove | New Jersey | NJ | PJM | PJM |  |  | 3.1 | Estimated | https://www.pjm.com/planning/m/project-construction
R-0221 | P-0184 | Jamestown to Ellendale (JETx) |  | Otter Tail Power Company, Montana-Dakota Utilities | Permitting | 2024-11-26 | New circuit, greenfield | Aboveground | 345 | 345 |  | 0 | 2028 | Not started | CPCN, siting and permitting final decision | 2025-12-08 | Not started | Permitting Complete | LRTP 01: Jamestown - Ellendale | Jamestown | Ellendale | Jamestown, Ellendale | North Dakota | ND | MISO, SPP | MISO | MTEP21 | LRTP Tranche 1 | 90 | Estimated | https://jamestowntoellendale.com/ | https://www.misoenergy.org/planning/transmission-planning/mtep/#t=10&p=0&s=&sd=
R-0222 | P-0185 | Jasper - Okatie 230 kV |  | Dominion Energy | Engineering, design, and routing | 2025-02-10 | New circuit, existing ROW |  | 230 | 230 |  | 0 | [7 empty] | Jasper | Okatie | Jasper, Okatie | South Carolina | SC | None (Southeast) |  |  |  | 7 | Estimated | https://www.dominionenergy.com/projects-and-facilities/electric-projects/power-line-projects/jasper-okatie-riverport
R-0223 | P-0186 | Jeanetta Auto Upgrades |  | CenterPoint Energy | Planning | 2024-12-18 | Reconductor |  | 345 | 345 |  | 0 | 2026 | [6 empty] | Clodine | Roark | Clodine, Roark | Texas | TX | ERCOT, MISO | ERCOT |  |  | 3.7 | Estimated | https://www.ercot.com/gridinfo/planning
R-0224 | P-0187 | Jeffress 230 kV Project |  | Dominion Energy | Permitting | 2025-02-06 | New circuit, greenfield | Aboveground | 230 | 230 |  | 0 | 2026 | [6 empty] | Finneywood | Jeffress | Finneywood, Jeffress | Virginia | VA | PJM |  |  |  | 19 | Estimated | https://www.dominionenergy.com/projects-and-facilities/electric-projects/power-line-projects/jeffress
R-0225 | P-0188 | Jewell - Stephens |  | ITC |  |  | Upgrade | Aboveground | 345 | 345 |  | 0 | 2025 | [6 empty] | Jewell | Stephens | Jewell, Stephens | Michigan | MI | MISO | MISO | MTEP19 |  | 17 | Estimated | https://www.misoenergy.org/planning/transmission-planning/mtep/#t=10&p=0&s=&sd=
R-0226 | P-0189 | John Amos - Welton Spring - Rocky Point 765 kV Line |  | APS | Engineering, design, and routing | 2025-08-14 | New circuit, greenfield |  | 765 | 765 |  | 0 | 2029 | Not started | Not started | 2025-12-10 | Not started | Not started |  | John Amos | Rocky Point | John Amos, Welton Springs, Rocky Point | Maryland, Virginia, West Virginia | MD, VA, WV | PJM | PJM |  |  | 261 | Reported | https://www.pjm.com/planning/m/project-construction
R-0227 | P-0190 | Johnnie Corner - Beatty Upgrade Project |  | GridLiance West | Permitting |  | New circuit, existing ROW | Aboveground | 230 | 230 |  | 0 | 2027 | [6 empty] | Johnnie Corner | Beatty | Johnnie Corner, Valley, Lathrop Switch, Beatty | Nevada | NV | None (Non-RTO West) |  |  |  | 61 | Estimated | https://www.gridliancewest.com/transmission-upgrades/johnnie-corner-beatty-upgrade.html
R-0228 | P-0191 | Jojoba to Rudd 500kV line |  | Arizona Public Service | Planning | 2024-02-01 | Upgrade | Aboveground | 500 | 500 | AC | 0 | 2032 | Not started | Not started | 2025-12-10 | Not started | Not started |  | Jojoba | Rudd | Jojoba, Rudd | Arizona | AZ | None (Non-RTO West) | WestConnect |  | Regional Transmission Planning Process | 24 | Estimated | https://storymaps.arcgis.com/stories/83f7604f8e0e49b8be5ebe75bde2753a | https://doc.westconnect.com/Documents.aspx?NID=21108&dl=1
R-0229 | P-0192 | Joshua Falls - Yeat 765 kV Line |  | AEP, Dominion Energy | Engineering, design, and routing | 2025-08-15 | New circuit, greenfield |  | 765 | 765 |  | 0 | 2029 | Not started | Not started | 2025-12-10 | Not started | Not started |  | Joshua Falls | Yeat | Joshua Falls, Yeat | Virginia | VA | PJM | PJM |  |  | 156 | Reported | https://www.pjm.com/planning/m/project-construction
R-0230 | P-0193 | Kraken - Yeat 500 kV Line |  | Dominion Energy | Engineering, design, and routing | 2025-08-14 | New circuit, greenfield |  | 500 | 500 |  | 0 | 2029 | Not started | Not started | 2025-12-10 | Not started | Not started |  | Kraken | Yeat | Kraken, Yeat | Virginia | VA | PJM | PJM |  |  | 32 | Estimated | https://www.pjm.com/planning/m/project-construction
R-0231 | P-0194 | La Pine - Bonanza 230 kV Line |  | Bonneville Power Administration | Planning | 2024-12-10 | New circuit, existing ROW | Aboveground | 230 | 230 |  | 0 | 2029 | Not started | Not started | 2025-12-10 | Not started | Not started |  | La Pine | Bonanza | La Pine, Bonanza | Oregon | OR | None (Non-RTO West) | Bonneville Power Administration |  | Evolving Grid Projects (EGP) 1.0 | 52 | Estimated | https://www.bpa.gov/-/media/Aep/transmission/evolving-grid/EGP-10-Project-Summaries.pdf
R-0232 | P-0195 | Ladysmith - Lee's Hill 230 kV Project | Rebuild | Dominion Energy | Engineering, design, and routing | 2025-02-08 | Rebuild |  | 230 | 230 |  | 0 | 2028 | [6 empty] | Ladysmith | Slabtown | Ladysmith, Summit, Slabtown, St. Jowns | Virginia | VA | PJM | PJM |  |  | 14 | Estimated | https://www.dominionenergy.com/projects-and-facilities/electric-projects/power-line-projects/ladysmith-lees-hill | https://www.pjm.com/planning/m/project-construction
R-0233 | P-0195 | Ladysmith - Lee's Hill 230 kV Project | Reconductor | Dominion Energy | Engineering, design, and routing | 2025-02-08 | Reconductor |  | 230 | 230 |  | 0 | 2028 | [6 empty] | Ladysmith | Slabtown | Ladysmith, Summit, Slabtown, St. Jowns | Virginia | VA | PJM | PJM |  |  | 4 | Estimated | https://www.dominionenergy.com/projects-and-facilities/electric-projects/power-line-projects/ladysmith-lees-hill | https://www.pjm.com/planning/m/project-construction
R-0234 | P-0195 | Ladysmith - Lee's Hill 230 kV Project | Rebuild and reconductor | Dominion Energy | Engineering, design, and routing | 2025-02-08 | Rebuild; Reconductor |  | 230 | 230 |  | 0 | 2028 | [6 empty] | Ladysmith | Slabtown | Ladysmith, Summit, Slabtown, St. Jowns | Virginia | VA | PJM | PJM |  |  | 5 | Estimated | https://www.dominionenergy.com/projects-and-facilities/electric-projects/power-line-projects/ladysmith-lees-hill | https://www.pjm.com/planning/m/project-construction
R-0235 | P-0196 | Laguna Bell - Mesa No. 1 230 kV Line Rating Increase |  | Southern California Edison | Planning | 2024-05-23 | Upgrade |  | 230 | 230 |  | 0 | 2024 | [6 empty] | Laguna Bell | Mesa | Laguna Bell, Mesa | California | CA | CAISO | CAISO |  |  | 5 | Estimated | https://www.caiso.com/documents/iso-board-approved-2023-2024-transmission-plan.pdf
R-0236 | P-0197 | Lake Creek - Rattlesnake Road 345 kV Line |  | Oncor | Planning | 2024-12-18 | Rebuild |  | 345 | 345 |  | 0 | 2026 | [6 empty] | Lake Creek | Sandy Creek (Rattlesnake Road) | Lake Creek, Sandy Creek (Rattlesnake Road) | Texas | TX | ERCOT | ERCOT |  |  | 1.5 | Estimated | https://www.ercot.com/gridinfo/planning
R-0237 | P-0198 | Lake Erie Connector | Underwater HVDC | NextEra Energy | On hold | 2025-04-08 | New circuit, greenfield | Underground | 320 | 320 | DC | 0 |  | Permitting Complete | N/A | 2025-12-08 | Complete | Not required |  | NA -- continuation of line | Nanticoke | Nanticoke | Pennsylvania | PA | None | PJM |  |  | 65 | Estimated | https://www.nexteraenergytransmission.com/lake-erie-connector.html
R-0238 | P-0198 | Lake Erie Connector | Underground AC | NextEra Energy | On hold | 2025-04-08 | New circuit, greenfield | Underground | 345 | 345 | AC | 0 |  | Permitting Complete | N/A | 2025-12-08 | Complete | Not required |  | Erie West | Erie Converter Station | Erie West, Erie Converter Station | Pennsylvania | PA | PJM |  |  |  | 0.3 | Estimated | https://www.nexteraenergytransmission.com/lake-erie-connector.html
R-0239 | P-0198 | Lake Erie Connector | Underground HVDC | NextEra Energy | On hold | 2025-04-08 | New circuit, greenfield | Underground | 320 | 320 | DC | 0 |  | Permitting Complete | N/A | 2025-12-08 | Complete | Not required |  | Erie Converter Station | NA -- line continues | Erie Converter Station | Pennsylvania | PA | PJM |  |  |  | 7 | Estimated | https://www.nexteraenergytransmission.com/lake-erie-connector.html
R-0240 | P-0199 | Lanexa - Northern Neck 230 kV Install Second Circuit |  | Dominion Energy | Construction | 2025-01-01 | New circuit, existing ROW |  | 230 | 230 |  | 0 | 2025 | [6 empty] | L:anexa | Northern Neck | L:anexa, Northern Neck | Virginia | VA | PJM | PJM |  |  | 41 | Estimated | https://www.pjm.com/planning/m/project-construction
R-0241 | P-0200 | Langley 230 kV Substation Project |  | Dominion Energy | Permitting | 2025-02-08 | Rebuild |  | 230 | 230 |  | 0 | 2025 | [6 empty] | Langley | Peninsula | Langley, Peninsula | Virginia | VA | PJM |  |  |  | 0.2 | Estimated | https://www.dominionenergy.com/projects-and-facilities/electric-projects/power-line-projects/langley
R-0242 | P-0201 | Larrabee - Smithburg 500 kV Line |  | Jersey Central Power & Light | Engineering, design, and routing | 2025-01-01 | New circuit, greenfield |  | 500 | 500 |  | 0 | 2027 | Not started | Not started | 2025-12-10 | Not started | Not started |  | Larrabee | Smithburg | Larrabee, Smithburg | New Jersey | NJ | PJM | PJM |  |  | 11 | Estimated | https://www.pjm.com/planning/m/project-construction
R-0243 | P-0202 | Larrabee Collector Station - Larrabee 230 kV |  | Jersey Central Power & Light | Engineering, design, and routing | 2025-01-01 | New circuit, existing ROW |  | 230 | 230 |  | 0 | 2029 | [6 empty] | Larrabee Collector Station | Larrabee | Larrabee Collector Station, Larrabee | New Jersey | NJ | PJM | PJM |  |  | 0.3 | Estimated | https://www.firstenergycorp.com/content/dam/corporate/transmission/Larabee-Larabee-Collector-Station-NJCEC-fact-sheet.pdf | https://www.pjm.com/planning/m/project-construction
R-0244 | P-0203 | Lawton - Lone Grove Transmission Rebuild Project |  | Public Service Company of Oklahoma | Engineering, design, and routing | 2023-02-14 | Rebuild | Aboveground | 345 | 345 |  | 0 | 2029 | [6 empty] | Lawton East Side | Sunnyside | Lawton East Side, Terry Road, Sunnyside | Oklahoma | OK | SPP |  |  |  | 72 | Reported | https://www.aeptransmission.com/oklahoma/Lawton-LoneGrove/
R-0245 | P-0204 | Leland Olds Station to Tande |  | Basin Electric Power Cooperative |  |  | New circuit, greenfield | Aboveground | 345 | 345 |  | 0 | 2026 | Not started | CPCN, siting and permitting final decision | 2025-12-08 | Not started | Permitting Complete |  | Leland Olds | Tande | Leland Olds, Tande | North Dakota | ND | SPP |  |  |  | 157 | Estimated | https://www.basinelectric.com/about-us/transmission/Leland-Olds-to-Tande-transmission-project
R-0246 | P-0205 | Liberty - Cannon Branch |  | Dominion Energy | Construction | 2025-08-18 | Upgrade |  | 230 | 230 |  | 0 | [7 empty] | Liberty | Cannon Branch | Liberty, Cannon Branch | Virginia | VA | PJM |  |  |  | 3.4 | Estimated | https://cdn-dominionenergy-prd-001.azureedge.net/-/media/pdfs/global/projects-and-facilities/electric-projects/power-line-projects/liberty-cannon-branch/libertycannonbranch-map-sept2022.pdf?rev=b7a3586099cd4a819c39ef205655bb6c
R-0247 | P-0206 | Lockridge - Golden 230 kV Line |  | Dominion Energy | Engineering, design, and routing | 2025-01-01 | New circuit, greenfield |  | 230 | 230 |  | 0 | 2028 | [6 empty] | Lockridge | Golden | Lockridge, Golden | Virginia | VA | PJM | PJM |  |  | 1.6 | Estimated | https://www.pjm.com/planning/m/project-construction
R-0248 | P-0207 | Lone Grove - Kiowa Transmission Line Rebuild Project |  | Public Service Company of Oklahoma | Construction | 2025-01-27 | Rebuild | Aboveground | 345 | 345 |  | 0 | 2025 | [6 empty] | Pittsburg | Sunnyside | Pittsburg, Johnston County Substation, Sunnyside | Oklahoma | OK | SPP |  |  |  | 88 | Reported | https://www.aeptransmission.com/oklahoma/LoneGrove-Kiowa/
R-0249 | P-0208 | Longshore - Consavvy 345 kV Double - Circuit Line Rebuild |  | Oncor | Planning | 2024-12-18 | Rebuild |  | 345 | 345 |  | 0 | 2028 | [6 empty] | Longshore | Consavvy | Longshore, Consavvy | Texas | TX | ERCOT, SPP | ERCOT | 23RPG029 |  | 35 | Estimated | https://www.ercot.com/gridinfo/planning
R-0250 | P-0209 | Loop Dumont - Sorenson 345 kV into Elderberry |  | AEP | Planning | 2025-01-01 | New circuit, greenfield |  | 345 | 345 |  | 0 |  | N/A | N/A | 2025-12-10 | Not required | Not required |  | Elderberry | None | Elderberry | Indiana | IN | PJM | PJM |  |  | 0.1 | Estimated | https://www.pjm.com/planning/m/project-construction
R-0251 | P-0210 | Lower Columbia to Nevada - Oregon Border |  | Bonneville Power Administration | Planning | 2025-12-02 | New circuit, greenfield |  | 500 | 500 |  | 0 |  | Not started | Not started | 2025-12-10 | Not started | Not started |  | Not specified | NV-OR State Border (interconnection point) | Bonanza | Oregon | OR | None (Non-RTO West) | Bonneville Power Administration |  | Evolving Grid Projects (EGP) 2.0 | 252 | Estimated | https://www.bpa.gov/-/media/Aep/transmission/evolving-grid/EGP-20-Public-Workshop-17-Oct-2024.pdf
R-0252 | P-0211 | LRTP 07: Webster - Franklin - Marshalltown - Morgan Valley |  | MidAmerican Energy Company | Permitting | 2025-12-02 | New circuit, greenfield | Aboveground | 345 | 345 |  | 0 |  | Not started | Not started | 2025-12-10 | Not started | Not started |  | Webster | Morgan Valley | Webster, Franklin, Marshalltown, Morgan Valley | Iowa | IA | MISO, SPP | MISO | MTEP21 | LRTP Tranche 1 | 137 | Estimated | https://www.misoenergy.org/planning/transmission-planning/mtep/#t=10&p=0&s=&sd=
R-0253 | P-0212 | LRTP 08: Beverly - Sub 92 |  | ITC | Permitting | 2024-12-05 | New circuit, greenfield | Aboveground | 161 | 345 |  | 0 | 2028 | [6 empty] | Beverly | Sub 92 | Beverly, Sub 92 | Iowa | IA | MISO | MISO | MTEP21 | LRTP Tranche 1 | 43 | Estimated | https://www.beverly-sub92.com/ | https://www.misoenergy.org/planning/transmission-planning/mtep/#t=10&p=0&s=&sd=
R-0254 | P-0213 | LRTP 16: Morrison Ditch - Reynolds - Burr Oak - Leesburg - Hiple |  | Northern Indiana Public Service Company | Planning | 2025-12-02 | New circuit, existing ROW; Upgrade | Aboveground | 345 | 345 |  | 0 |  | N/A | Not started | 2025-12-10 | Not required | Not started |  | Morrison | Hiple | Morrison, Reynolds, Burr Oak, Leesburg, Hiple | Indiana | IN | MISO, PJM | MISO | MTEP21 | LRTP Tranche 1 | 123 | Estimated | https://www.misoenergy.org/planning/transmission-planning/mtep/#t=10&p=0&s=&sd=
R-0255 | P-0214 | LRTP 18: Oneida - Nelson Rd. |  | ITC | Permitting | 2024-12-05 | New circuit, greenfield | Aboveground | 345 | 345 |  | 0 | 2030 | Not started | CPCN, siting and permitting final decision | 2025-12-08 | Not started | Permitting Complete |  | Nelson Road | Oneida | Nelson Road, Oneida | Michigan | MI | MISO | MISO | MTEP21 | LRTP Tranche 1 | 39 | Estimated | https://mifuturegrid-openhouse.com/nelson-road-to-oneida/ | https://www.misoenergy.org/planning/transmission-planning/mtep/#t=10&p=0&s=&sd=
R-0256 | P-0215 | LRTP 19: Bison - Alexandria | 345 kV (initial concept) |  | Planning | 2025-12-02 | New circuit, greenfield |  | 345 | 345 |  | 0 | 2032 | Not started | Not started | 2025-12-10 | Not started | Not started |  | Bison | Alexandria | Bison, Alexandria | Minnesota, North Dakota | MN, ND | MISO, SPP | MISO | MTEP24 | LRTP Tranche 2.1 | 111 | Estimated | https://www.misoenergy.org/planning/transmission-planning/mtep/#t=10&p=0&s=&sd=
R-0257 | P-0216 | LRTP 20: Maple River - Cuyuna | 345 kV (initial concept) |  | Planning | 2025-12-02 | New circuit, greenfield |  | 345 | 345 |  | 0 | 2033 | Not started | Not started | 2025-12-10 | Not started | Not started |  | Maple River | Cuyana | Maple River, Cuyana | Minnesota, North Dakota | MN, ND | MISO, SPP | MISO | MTEP24 | LRTP Tranche 2.1 | 138 | Estimated | https://www.misoenergy.org/planning/transmission-planning/mtep/#t=10&p=0&s=&sd=
R-0258 | P-0217 | LRTP 21: Iron Range - Arrowhead | 345 kV (initial concept) |  | Planning | 2025-12-02 | New circuit, greenfield |  | 345 | 345 |  | 0 | 2032 | Not started | Not started | 2025-12-08 | Not started | Not started |  | Iron Range | Arrowhead | Iron Range, Arrowhead | Minnesota | MN | MISO | MISO | MTEP24 | LRTP Tranche 2.1 | 57 | Estimated | https://www.misoenergy.org/planning/transmission-planning/mtep/#t=10&p=0&s=&sd=
R-0259 | P-0218 | LRTP 22: Big Stone South - Brookings County - Lakefield Junction | 765 kV (initial concept) |  | Planning | 2025-12-02 | New circuit, greenfield |  | 765 | 765 |  | 0 | 2034 | Not started | CPCN, siting and permitting underway in one state | 2025-12-08 | Not started | Permitting Underway |  | Big Stone South | Lakeﬁeld Junction | Big Stone South, Brookings County, Lakefield Junction | Minnesota, South Dakota | MN, SD | MISO, SPP | MISO | MTEP24 | LRTP Tranche 2.1 | 147 | Estimated | https://www.misoenergy.org/planning/transmission-planning/mtep/#t=10&p=0&s=&sd=
R-0260 | P-0219 | LRTP 23: Lakefield Junction - East Adair | 765 kV (initial concept) |  | Planning | 2025-12-02 | New circuit, greenfield |  | 765 | 765 |  | 0 | 2034 | Not started | CPCN, siting and permitting underway in one state | 2025-12-10 | Not started | Permitting Underway |  | Lakefield Junction | East Adair | Lakefield Junction, East Adair | Iowa, Minnesota | IA, MN | MISO, SPP | MISO | MTEP24 | LRTP Tranche 2.1 | 171 | Estimated | https://www.misoenergy.org/planning/transmission-planning/mtep/#t=10&p=0&s=&sd=
R-0261 | P-0220 | LRTP 24: Lakefield Junction - Pleasant Valley - North Rochester | 765 kV (initial concept) |  | Planning | 2025-12-02 | New circuit, greenfield |  | 765 | 765 |  | 0 | 2034 | Not started | CPCN, siting and permitting underway | 2025-12-08 | Not started | Permitting Underway |  | Lakefield Junction | North Rochester | Lakefield Junction, Pleasant Valley, North Rochester | Minnesota | MN | MISO | MISO | MTEP24 | LRTP Tranche 2.1 | 152 | Estimated | https://www.misoenergy.org/planning/transmission-planning/mtep/#t=10&p=0&s=&sd=
R-0262 | P-0221 | LRTP 25: Pleasant Valley - North Rochester - Hampton Corner | 345 kV (initial concept) |  | Planning | 2025-12-02 | New circuit, greenfield |  | 345 | 345 |  | 0 | 2032 | Not started | CPCN, siting and permitting underway | 2025-12-08 | Not started | Permitting Underway |  | Pleasant Valley (MN) | Hampton | Pleasant Valley, North Rochester, Hampton | Minnesota | MN | MISO | MISO | MTEP24 | LRTP Tranche 2.1 | 62 | Estimated | https://www.misoenergy.org/planning/transmission-planning/mtep/#t=10&p=0&s=&sd=
R-0263 | P-0222 | LRTP 26: North Rochester - Columbia | 765 kV (initial concept) |  | Planning | 2025-12-02 | New circuit, greenfield |  | 765 | 765 |  | 0 | 2034 | Not started | CPCN, siting and permitting underway in one state | 2025-12-08 | Not started | Permitting Underway |  | North Rochester | Columbia (WI) | North Rochester, Columbia | Minnesota, Wisconsin | MN, WI | MISO | MISO | MTEP24 | LRTP Tranche 2.1 | 175 | Estimated | https://www.misoenergy.org/planning/transmission-planning/mtep/#t=10&p=0&s=&sd=
R-0264 | P-0223 | LRTP 28: South Fond du Lac - Rockdale - Big Bend - Sugar Creek - Kitty Hawk | 345 kV (initial concept) |  | Planning | 2025-12-02 | New circuit, greenfield |  | 345 | 345 |  | 0 | 2033 | Not started | Not started | 2025-12-10 | Not started | Not started |  | South Fond du Lac | Kitty Hawk | South Fond du Lac, Rockdale, Sugar Creek, Kitty Hawk | Wisconsin | WI | MISO | MISO | MTEP24 | LRTP Tranche 2.1 | 126 | Estimated | https://www.misoenergy.org/planning/transmission-planning/mtep/#t=10&p=0&s=&sd=
R-0265 | P-0224 | LRTP 29: Bluemond - Arcadian - Waukesha - Muskego - Elm Road - Racine | 345 kV (initial concept) |  | Planning | 2025-12-02 | New circuit, greenfield |  | 345 | 345 |  | 0 | 2032 | Not started | CPCN, siting and permitting underway | 2025-12-08 | Not started | Permitting Underway |  | Bluemond | Racine | Bluemond, Arcadian, Waukesha,Muskego, Elm Road, Racine | Wisconsin | WI | MISO | MISO | MTEP24 | LRTP Tranche 2.1 | 85 | Estimated | https://www.misoenergy.org/planning/transmission-planning/mtep/#t=10&p=0&s=&sd=
R-0266 | P-0225 | Bell Center–Columbia–Sugar Creek–IL/WI State Line 765 kV | 765 kV (initial concept) | Transource Energy, Berkshire Hathaway Energy | Planning | 2026-02-12 | New circuit, greenfield |  | 765 | 765 |  | 0 | 2034 | Not started | Not started | 2025-12-10 | Not started | Not started | LRTP 30: Columbia - Sugar Creek | Bell Center | Sugar Creek | Bell Center, Columbia, Sugar Creek | Wisconsin | WI | MISO | MISO | MTEP24 | LRTP Tranche 2.1 | 69 | Reported | https://www.misoenergy.org/planning/transmission-planning/mtep/#t=10&p=0&s=&sd=
R-0267 | P-0226 | LRTP 31: Sugar Creek - Collins | 765 kV (initial concept) |  | Planning | 2025-12-02 | New circuit, greenfield |  | 765 | 765 |  | 0 | 2034 | Not started | Not started | 2025-12-10 | Not started | Not started |  | Sugar Creek | Collins | Sugar Creek, Collins | Illinois, Wisconsin | IL, WI | MISO, PJM | MISO | MTEP24 | LRTP Tranche 2.1 | 125 | Estimated | https://www.misoenergy.org/planning/transmission-planning/mtep/#t=10&p=0&s=&sd=
R-0268 | P-0227 | LRTP 32: Ludington - Denver - Tittabawassee & Nelson Road | 345 kV (initial concept) |  | Planning | 2025-12-02 | New circuit, greenfield |  | 345 | 345 |  | 0 | 2032 | Not started | Not started | 2025-12-10 | Not started | Not started |  | Ludington | Nelson Road | Ludington, Denver, Tittabawassee, Nelson Road | Michigan | MI | MISO | MISO | MTEP24 | LRTP Tranche 2.1 | 153 | Estimated | https://www.misoenergy.org/planning/transmission-planning/mtep/#t=10&p=0&s=&sd=
R-0269 | P-0228 | LRTP 33: Greentown - Sorenson - Lulu | 765 kV (initial concept) |  | Planning | 2025-12-02 | New circuit, greenfield |  | 765 | 765 |  | 0 | 2033 | Not started | Not started | 2025-12-10 | Not started | Not started |  | Greentown | Lulu | Greentown, Sorenson, Lulu | Indiana, Michigan | IN, MI | MISO, PJM | MISO | MTEP24 | LRTP Tranche 2.1 | 181 | Estimated | https://www.misoenergy.org/planning/transmission-planning/mtep/#t=10&p=0&s=&sd=
R-0270 | P-0229 | LRTP 34: Oneida - Sabine Lake - Blackfoot & Majestic | 345 kV (initial concept) |  | Planning | 2025-12-02 | New circuit, greenfield |  | 345 | 345 |  | 0 | 2032 | Not started | Not started | 2025-12-10 | Not started | Not started |  | Oneida | Majestic | Oneida, Sabine Lake, Blackfoot, Majestic | Michigan | MI | MISO | MISO | MTEP24 | LRTP Tranche 2.1 | 94 | Estimated | https://www.misoenergy.org/planning/transmission-planning/mtep/#t=10&p=0&s=&sd=
R-0271 | P-0230 | LRTP 35: Southwest Indiana - Kentucky | 345 kV (initial concept) |  | Planning | 2025-12-02 | New circuit, greenfield |  | 345 | 345 |  | 0 | 2032 | Not started | Not started | 2025-12-10 | Not started | Not started |  | Indian Creek | Reid | Indian Creek, Petersburg Station, Pike County, Duff, F B Culley, Reid | Indiana, Kentucky | IN, KY | MISO | MISO | MTEP24 | LRTP Tranche 2.1 | 87 | Estimated | https://www.misoenergy.org/planning/transmission-planning/mtep/#t=10&p=0&s=&sd=
R-0272 | P-0231 | LRTP 36: Southeast Indiana | 345 kV (initial concept) |  | Planning | 2025-12-02 | New circuit, greenfield |  | 345 | 345 |  | 0 | 2032 | Not started | Not started | 2025-12-10 | Not started | Not started |  | Madison County (IN) | Batesville | Madison County, Greensboro, Batesville | Indiana | IN | MISO, PJM | MISO | MTEP24 | LRTP Tranche 2.1 | 18 | Estimated | https://www.misoenergy.org/planning/transmission-planning/mtep/#t=10&p=0&s=&sd=
R-0273 | P-0237 | LRTP 37: Maywood - Belleau - MRPD - Sioux - Bugle | 345 kV (initial concept) |  | Planning | 2025-12-02 | New circuit, greenfield |  | 345 | 345 |  | 0 | 2032 | Not started | Not started | 2025-12-10 | Not started | Not started |  | Maywood | Bugle | Maywood, Belleau, Sioux, Bugle, Roxford | Illinois, Missouri | IL, MO | MISO | MISO | MTEP24 | LRTP Tranche 2.1 | 141 | Estimated | https://www.misoenergy.org/planning/transmission-planning/mtep/#t=10&p=0&s=&sd=
R-0274 | P-0232 | LRTP 38: East Adair - Marshalltown - Sub T | 765 kV (initial concept) |  | Planning | 2025-12-02 | New circuit, greenfield |  | 765 | 765 |  | 0 | 2034 | Not started | Not started | 2025-12-10 | Not started | Not started |  | East Adair | Sub T | East Adair, Marshalltown/Twinkle, Sub T | Iowa | IA | MISO | MISO | MTEP24 | LRTP Tranche 2.1 | 182 | Estimated | https://www.misoenergy.org/planning/transmission-planning/mtep/#t=10&p=0&s=&sd=
R-0275 | P-0233 | LRTP 39: Lehigh - Marshalltown - Franklin North & Montezuma | 345 kV (initial concept) |  | Planning | 2025-12-02 | New circuit, greenfield |  | 345 | 345 |  | 0 | 2032 | Not started | Not started | 2025-12-10 | Not started | Not started |  | Lehigh | Montezuma Switching Station | Lehigh, Marshalltown/Twinkle, Franklin, Montezuma Switching Station | Iowa | IA | MISO, SPP | MISO | MTEP24 | LRTP Tranche 2.1 | 144 | Estimated | https://www.misoenergy.org/planning/transmission-planning/mtep/#t=10&p=0&s=&sd=
R-0276 | P-0234 | LRTP 40: Sub T - Woodford County - Collins & Reynolds | 765 kV (initial concept) |  | Planning | 2025-12-02 | New circuit, greenfield |  | 765 | 765 |  | 0 | 2034 | Not started | Not started | 2025-12-10 | Not started | Not started |  | Sub T | Reynolds | Sub T, Woodford, Collins, Reynolds | Illinois, Indiana, Iowa | IA, IL, IN | MISO, PJM | MISO | MTEP24 | LRTP Tranche 2.1 | 300 | Estimated | https://www.misoenergy.org/planning/transmission-planning/mtep/#t=10&p=0&s=&sd=
R-0277 | P-0235 | LRTP 41: Woodford County - Fargo & Radbourn | 345 kV (initial concept) |  | Planning | 2025-12-02 | New circuit, greenfield |  | 345 | 345 |  | 0 | 2032 | Not started | Not started | 2025-12-10 | Not started | Not started |  | Woodford | Radbourn | Woodford, Fargo 345 kV, Radbourn | Illinois | IL | MISO, PJM | MISO | MTEP24 | LRTP Tranche 2.1 | 73 | Estimated | https://www.misoenergy.org/planning/transmission-planning/mtep/#t=10&p=0&s=&sd=
R-0278 | P-0236 | LRTP 42: Burr Oak - Schahfer | 345 kV (initial concept) |  | Planning | 2025-12-02 | New circuit, greenfield |  | 345 | 345 |  | 0 | 2032 | Not started | Not started | 2025-12-10 | Not started | Not started |  | Burr Oak | Schahfer | Burr Oak, Schahfer | Indiana | IN | MISO | MISO | MTEP24 | LRTP Tranche 2.1 | 31 | Estimated | https://www.misoenergy.org/planning/transmission-planning/mtep/#t=10&p=0&s=&sd=
R-0279 | P-0238 | Lufkin Switch - Redland Switch 345 kV Line |  | Oncor | Planning | 2024-12-18 | New circuit, greenfield |  | 345 | 345 |  | 0 | 2025 | Permitting Underway | CPCN, siting and permitting final decision | 2025-12-08 | Permitting Underway | Permitting Complete |  | Lufkin Switch | Redland Switch | Lufkin Switch, Redland Switch | Texas | TX | ERCOT | ERCOT | 20RPG019 |  | 6 | Estimated | https://www.ercot.com/gridinfo/planning
R-0280 | P-0239 | Lugo - Victorville 500 kV Upgrade |  | Southern California Edison | Planning | 2024-05-23 | Upgrade |  | 500 | 500 |  | 0 | 2027 | [6 empty] | Lugo | Victorville |  | California | CA | CAISO | CAISO |  |  | 16 | Estimated | https://www.caiso.com/documents/iso-board-approved-2023-2024-transmission-plan.pdf
R-0281 | P-0240 | Lutesville - St. Francois |  | Ameren |  |  | Rebuild |  | 345 | 345 |  | 0 | 2024 | [6 empty] | Lutesville | St. Francois | Lutesville, St. Francois | Missouri | MO | MISO | MISO | MTEP20 |  | 63 | Estimated | https://www.misoenergy.org/planning/transmission-planning/mtep/#t=10&p=0&s=&sd=
R-0282 | P-0241 | Madison - Ottumwa |  | Ameren Illinois |  |  | Upgrade | Aboveground | 345 | 345 |  | 0 |  | Not started | Not started | 2025-12-10 | Not started | Not started | LRTP 12: Madison - Ottumwa - Coddington | Madison County (IA) | Ottumwa Generating Station | Madison County, Ottumwa Generating Station | Iowa | IA | MISO | MISO | MTEP21 | LRTP Tranche 1 | 72 | Estimated | https://www.misoenergy.org/planning/transmission-planning/mtep/#t=10&p=0&s=&sd=
R-0283 | P-0242 | Majestic - Coventry - Wayne Reconductor Project |  | ITC |  |  | Reconductor | Aboveground | 345 | 345 |  | 0 | 2025 | Not started | Not started | 2025-12-10 | Not started | Not started | LRTP 18: Oneida - Nelson Rd. | Majestic | Wayne | Majestic, Coventry, Wayne | Michigan | MI | MISO | MISO | MTEP21 | LRTP Tranche 1 | 20 | Estimated | https://www.dextertownship.org/wp-content/uploads/Majestic-Wayne-project-profile-FINAL-080823.pdf | https://www.misoenergy.org/planning/transmission-planning/mtep/#t=10&p=0&s=&sd=
R-0284 | P-0243 | Majestic - Milan |  | ITC |  |  | New circuit, greenfield |  | 345 | 345 |  | 0 | 2025 | Not started | Not started | 2025-12-10 | Not started | Not started |  | Majestic | Milan | Majestic, Milan | Michigan | MI | MISO | MISO | MTEP23 |  | 25 | Estimated | https://www.misoenergy.org/planning/transmission-planning/mtep/#t=10&p=0&s=&sd=
R-0285 | P-0244 | Mankato - Mississippi River Transmission Project Options | Segment 1: Mankato to Faribault | Xcel Energy | Permitting | 2024-12-05 | New circuit, greenfield | Aboveground | 345 | 345 |  | 0 | 2028 | Not started | CPCN, siting and permitting underway | 2025-12-08 | Not started | Permitting Underway | LRTP 04: Wilmarth - North Rochester - Tremval | Wilmarth | West Faribault | Wilmarth, Eastwood, West Faribault | Minnesota | MN | MISO | MISO | MTEP21 | LRTP Tranche 1 | 88 | Estimated | https://mmrtproject.com/ | https://www.misoenergy.org/planning/transmission-planning/mtep/#t=10&p=0&s=&sd=
R-0286 | P-0244 | Mankato - Mississippi River Transmission Project Options | Segment 2: Faribualt to Pine Island | Xcel Energy | Permitting | 2024-12-05 | New circuit, greenfield | Aboveground | 345 | 345 |  | 0 | 2028 | Not started | CPCN, siting and permitting underway | 2025-12-08 | Not started | Permitting Underway | LRTP 04: Wilmarth - North Rochester - Tremval | West Faribault | North Rochester | West Faribault, North Rochester | Minnesota | MN | MISO | MISO | MTEP21 | LRTP Tranche 1 | 73 | Estimated | https://mmrtproject.com/ | https://www.misoenergy.org/planning/transmission-planning/mtep/#t=10&p=0&s=&sd=
R-0287 | P-0244 | Mankato - Mississippi River Transmission Project Options | Segment 3: Pine Iesland to Kellogg | Xcel Energy, Dairyland Power Cooperative, Rochester Public Utilities, Southern Minnesota Municipal Power Agency | Permitting | 2024-12-05 | New circuit, greenfield | Aboveground | 161 | 161 |  | 0 | 2028 | Not started | CPCN, siting and permitting underway | 2025-12-08 | Not started | Permitting Underway | LRTP 04: Wilmarth - North Rochester - Tremval | North Rochester |  | North Rochester | Minnesota | MN | MISO | MISO | MTEP21 | LRTP Tranche 1 | 45 | Estimated | https://mmrtproject.com/ | https://www.misoenergy.org/planning/transmission-planning/mtep/#t=10&p=0&s=&sd=
R-0288 | P-0244 | Mankato - Mississippi River Transmission Project Options | Segment 4: Rochester Connector | Xcel Energy, Dairyland Power Cooperative, Rochester Public Utilities, Southern Minnesota Municipal Power Agency | Permitting | 2024-12-05 | New circuit, greenfield | Aboveground | 161 | 161 |  | 0 | 2028 | Not started | CPCN, siting and permitting underway | 2025-12-08 | Not started | Permitting Underway | LRTP 04: Wilmarth - North Rochester - Tremval | North Rochester | NA - Mississippi River (connection location) | North Rochester | Minnesota, Wisconsin | MN, WI | MISO | MISO | MTEP21 | LRTP Tranche 1 | 41 | Estimated | https://mmrtproject.com/ | https://www.misoenergy.org/planning/transmission-planning/mtep/#t=10&p=0&s=&sd=
R-0289 | P-0245 | Manning 500/230 kV Substation Project |  | LS Power Grid California | Permitting | 2025-04-08 | New circuit, greenfield |  | 230 | 230 |  | 0 | 2028 | [6 empty] | Manning | Tranquility | Manning, Tranquility | California | CA | CAISO | CAISO |  |  | 12 | Reported | https://www.lspgridcalifornia.com/manning/
R-0290 | P-0246 | Marion - Levy - Alachua Reliability Projects |  | Duke Energy | Construction | 2025-01-29 | Rebuild |  | 230 | 230 |  | 0 | 2027 | [6 empty] | Archer | Silver Springs North | Archer, Williston, Martin West, Silver Springs North | Florida | FL | None (Southeast) |  |  |  | 33 | Reported | https://www.duke-energy.com/our-company/about-us/electric-transmission-projects/marion-levy-alachua
R-0291 | P-0247 | Mars - Golden 500 kV Line |  | Dominion Energy | Engineering, design, and routing | 2025-01-01 | New circuit, greenfield |  | 500 | 500 |  | 0 | 2028 | Not started | CPCN, siting and permitting underway | 2025-12-08 | Not started | Permitting Underway |  | Mars | Golden | Mars, Golden | Virginia | VA | PJM | PJM |  |  | 5 | Estimated | https://www.pjm.com/planning/m/project-construction
R-0292 | P-0248 | Mars - Lockridge 230 kV Line |  | Dominion Energy | Engineering, design, and routing | 2025-01-01 | New circuit, greenfield |  | 230 | 230 |  | 0 | 2028 | [6 empty] | Mars | Lockridge | Mars, Lockridge | Virginia | VA | PJM | PJM |  |  | 3.6 | Estimated | https://www.pjm.com/planning/m/project-construction
R-0293 | P-0249 | Martins Creek - Monroe 230 kV Line |  | PPL Electric Utilities | Engineering, design, and routing | 2025-01-01 | New circuit, existing ROW |  | 230 | 230 |  | 0 | 2028 | [6 empty] | Martins Creek | Monroe (PA) | Martins Creek, Monroe | Pennsylvania | PA | PJM | PJM |  |  | 14 | Estimated | https://www.pjm.com/planning/m/project-construction
R-0294 | P-0250 | Maryland Piedmont Reliability Project |  | PSEG | Engineering, design, and routing | 2025-04-08 | New circuit, greenfield |  | 500 | 500 |  | 0 |  | Not started | CPCN, siting and permitting underway | 2025-12-08 | Not started | Permitting Underway |  | Not yet determined | Doubs | Doubs | Maryland | MD | PJM |  |  |  | 70 | Reported | https://corporate.pseg.com/aboutpseg/companyinformation/thepsegfamilyofcompanies/psegrenewabletransmission/mprp-proposed-route
R-0295 | P-0251 | Mayo - Person Transmission Line Upgrade Project |  | Duke Energy | Engineering, design, and routing | 2025-02-06 | Upgrade |  | 500 | 500 |  | 0 | 2025 | [6 empty] | Mayo | Person | Mayo, Person | North Carolina | NC | PJM |  |  |  | 10 | Reported | https://www.duke-energy.com/-/media/pdfs/our-company/230900-may-person-route-map.pdf?rev=1f623ef48db24927ada782cb782ae280
R-0296 | P-0252 | MCV - Tittabawassee |  | Michigan Electric Transmission Company |  |  | Rebuild |  | 345 | 345 |  | 0 | 2028 | [6 empty] | MCV | Tittabawassee | MCV, Tittabawassee | Michigan | MI | MISO | MISO | MTEP19 |  | 2.5 | Estimated | https://www.misoenergy.org/planning/transmission-planning/mtep/#t=10&p=0&s=&sd=
R-0297 | P-0252 | MCV - Tittabawassee |  | Michigan Electric Transmission Company |  |  | Rebuild |  | 345 | 345 |  | 0 | 2028 | [6 empty] | MCV | Tittabawassee | MCV, Tittabawassee | Michigan | MI | MISO | MISO | MTEP19 |  | 2.6 | Estimated | https://www.misoenergy.org/planning/transmission-planning/mtep/#t=10&p=0&s=&sd=
R-0298 | P-0253 | Meadowville 230 kV Project | Rebuild | Dominion Energy | Permitting | 2025-02-08 | Rebuild |  | 230 | 230 |  | 0 | 2028 | [6 empty] | Sycamore Springs Switching Station | Enon | Sycamore Springs Switching Station, Enon | Virginia | VA | PJM |  |  |  | 3 | Estimated | https://www.dominionenergy.com/projects-and-facilities/electric-projects/power-line-projects/meadowville
R-0299 | P-0253 | Meadowville 230 kV Project | New build | Dominion Energy | Permitting | 2025-02-08 | New circuit, greenfield |  | 230 | 230 |  | 0 | 2028 | [6 empty] | Enon | Bermuda Hundred Switching Station | Enon, White Mountain, Meadowville Switching Station, Sloan Drive Switching Station, Bermuda Hundred Switching Station | Virginia | VA | PJM |  |  |  | 5 | Estimated | https://www.dominionenergy.com/projects-and-facilities/electric-projects/power-line-projects/meadowville
R-0300 | P-0254 | Merrill Road to Larrabee Road |  | Central Maine Power Company | Construction | 2024-10-01 | New circuit, greenfield |  | 345 | 345 |  | 0 | 2025 | Permitting Complete | CPCN, siting and permitting final decision | 2025-12-08 | Complete | Permitting Complete |  | Merrill Road | Larrabee Road | Merrill Road, Larrabee Road | Maine | ME | ISO-NE | ISO-NE |  |  | 1.6 | Reported | https://www.iso-ne.com/system-planning/system-plans-studies/rsp/rsp-project-list-and-the-asset-condition-list
R-0301 | P-0255 | Midland East - Midland County NW 345 kV Line Rebuild |  | Oncor | Planning | 2024-12-18 | Rebuild; New circuit, existing ROW |  | 345 | 345 |  | 0 | 2028 | Not started | Not started | 2025-12-10 | Not started | Not started |  | Midland East | Midland County NW | Midland East, Midland County NW | Texas | TX | ERCOT | ERCOT | 23RPG029 |  | 17 | Estimated | https://www.ercot.com/gridinfo/planning
R-0302 | P-0256 | Midway - Ashe 230kV Transmission Line |  | Bonneville Power Administration, Department of Energy Richland | Complete | 2025-09-24 | New circuit, greenfield | Aboveground | 230 | 230 |  | 0 | 2025 | [6 empty] | Midway (WA) | Ashe | Midway, Ashe | Washington | WA | None (Non-RTO West) |  |  |  | 23 | Estimated | https://www.shannonwilson.com/projects/192398
R-0303 | P-0257 | Midway - Kern 230 kV Line |  | Pacific Gas and Electric Company (PG&E) | Planning | 2024-05-23 | Reconductor |  | 230 | 230 |  | 0 | 2027 | [6 empty] | Midway (CA) | Kern | Midway, Kern | California | CA | CAISO | CAISO |  |  | 21 | Estimated | https://www.caiso.com/documents/iso-board-approved-2023-2024-transmission-plan.pdf
R-0304 | P-0258 | Miguel-Sycamore Canyon Loop-in to Suncrest |  | San Diego Gas & Electric (SDG&E) | Planning | 2024-05-23 | New circuit, greenfield |  | 230 | 230 |  | 0 | 2032 | [6 empty] | Suncrest | NA -- line interconnection | Suncrest | California | CA | CAISO | CAISO |  |  | 12 | Estimated | https://www.caiso.com/documents/iso-board-approved-2023-2024-transmission-plan.pdf
R-0305 | P-0259 | Minco - Pleasant Valley - Draper 345 kV |  | Oklahoma Gas and Electric | Construction | 2024-12-20 | New circuit, greenfield |  | 345 | 345 |  | 0 | 2025 | N/A | CPCN, siting and permitting final decision | 2025-12-10 | Not required | Permitting Complete |  | Minco | Draper | Minco, Pleasant Valley, Draper | Oklahoma | OK | SPP | SPP | 2020 ITP |  | 48 | Estimated | https://www.nexteraenergytransmission.com/subsidiaries/neetsw/projects/mpvd.html | https://www.spp.org/spp-documents-filings/?id=18641
R-0306 | P-0260 | Mio Dam - Twining |  | Michigan Electric Transmission Company |  |  | New circuit, greenfield |  | 345 | 345 |  | 0 | 2026 | Not started | Not started | 2025-12-10 | Not started | Not started |  | Mio | Twining | Mio, Twining | Michigan | MI | MISO |  |  |  | 41 | Estimated | https://www.misoenergy.org/planning/transmission-planning/mtep/#t=10&p=0&s=&sd=
R-0307 | P-0261 | Mira Loma - Mesa Upgrade |  | Southern California Edison | Planning | 2024-05-23 | Upgrade |  | 500 | 500 |  | 0 | 2026 | [6 empty] | Mira Loma (CA) | Mesa | Mira Loma, Mesa | California | CA | CAISO | CAISO |  |  | 31 | Estimated | https://www.caiso.com/documents/iso-board-approved-2023-2024-transmission-plan.pdf
R-0308 | P-0262 | Mitigate sag limits on Wayne - Tollway 345 kV line |  | Commonwealth Edison | Planning | 2025-01-01 | Upgrade |  | 345 | 345 |  | 0 | [7 empty] | Wayne (IL) | Tollway | Wayne, Tollway | Illinois | IL | PJM | PJM |  |  | 6 | Estimated | https://www.pjm.com/planning/m/project-construction
R-0309 | P-0263 | MN Energy Connection Route Options |  | Xcel Energy | Permitting | 2025-01-28 | New circuit, greenfield | Aboveground | 345 | 345 |  | 2000 | 2028 | Not started | CPCN, siting and permitting final decision | 2025-12-08 | Not started | Permitting Complete |  | Sherburne County | Garvin | Sherburne County, Garvin | Minnesota | MN | MISO, SPP |  |  |  | 378 | Estimated | https://xcelenergytransmission.com/projects/mn-energy-connection/
R-0310 | P-0264 | Moody to Stewart Ckt.63 Upgrades P1041 |  | CenterPoint Energy | Planning | 2024-12-18 | Reconductor |  | 345 | 345 |  | 0 | 2025 | [6 empty] | Moody REIT | Stewart | Moody REIT, Stewart | Texas | TX | MISO | ERCOT |  |  | 4.5 | Estimated | https://www.ercot.com/gridinfo/planning
R-0311 | P-0265 | Mora Transmission Line Project | Don Carlos-Mora 345 kV | Lucky Corridor LLC (Ameren Transmission) | Planning | 2025-11-25 | New circuit, greenfield | Aboveground | 345 | 345 | AC | 182 | 2024 | Not started | Not started | 2025-12-10 | Not started | Not started |  | Don Carlos | Mora | Don Carlos, Mora | New Mexico | NM | SPP | Merchant |  |  | 47 | Estimated | http://www.luckycorridor.com/MoraProject.html#info_overview
R-0312 | P-0265 | Mora Transmission Line Project | Mora-Arriba 115kV | Lucky Corridor LLC (Ameren Transmission) | Planning | 2025-11-25 | New circuit, greenfield | Aboveground | 115 | 115 | AC | 182 | 2024 | Not started | Not started | 2025-12-10 | Not started | Not started |  | Mora | Arriba | Mora, Arriba | New Mexico | NM | SPP | Merchant |  |  | 65 | Estimated | http://www.luckycorridor.com/MoraProject.html#info_overview
R-0313 | P-0266 | Moraga-Castro Valley 230 kV Line Capacity Increase |  | Pacific Gas and Electric Company (PG&E) | Planning | 2024-05-23 | Upgrade |  | 230 | 230 |  | 0 | 2026 | [6 empty] | Moraga | Castro Valley Tap | Moraga, Castro Valley Tap | California | CA | CAISO | CAISO |  |  | 14 | Estimated | https://www.caiso.com/documents/iso-board-approved-2023-2024-transmission-plan.pdf
R-0314 | P-0267 | Morgan Hill Area Reinforcement |  | Pacific Gas and Electric Company (PG&E) | Planning | 2024-05-23 | New circuit, greenfield |  | 230 | 230 |  | 0 | 2029 | [6 empty] | Morgan Hill | NA -- line interconnection | Morgan Hill | California | CA | CAISO | CAISO |  |  | 0.7 | Estimated | https://www.caiso.com/documents/iso-board-approved-2023-2024-transmission-plan.pdf
R-0315 | P-0268 | Morrisville Industrial Transmission Line Project |  | Duke Energy | Engineering, design, and routing | 2025-04-01 | New circuit, greenfield |  | 230 | 230 |  | 0 | [7 empty] | Morrisville (NC) | NA- ties in to existing line | Morrisville | North Carolina | NC | None (Southeast) |  |  |  | 1.8 | Estimated | https://www.duke-energy.com/our-company/about-us/electric-transmission-projects/morrisville-transmission-line
R-0316 | P-0269 | Morrisville to Vint Hill 500 kV Line |  | Dominion Energy | Planning | 2025-01-01 | New circuit, greenfield |  | 500 | 500 |  | 0 | 2028 | Not started | Not started | 2025-12-10 | Not started | Not started |  | Morrisville (VA) | Vint Hill | Morrisville, Vint Hill | Virginia | VA | PJM | PJM |  |  | 19.7 | Reported | https://www.pjm.com/planning/m/project-construction
R-0317 | P-0270 | Mount Vernon - Xenia |  | Ameren Illinois |  |  | Rebuild |  | 345 | 345 |  | 0 | 2028 | [6 empty] | West Mount Vernon |  | West Mount Vernon | Illinois | IL | MISO | MISO | MTEP23 |  | 32 | Estimated | https://www.misoenergy.org/planning/transmission-planning/mtep/#t=10&p=0&s=&
R-0318 | P-0271 | Mt Vernon West - West Frankfort East |  | Ameren Illinois |  |  | Rebuild |  | 345 | 345 |  | 0 | 2025 | [6 empty] | West Mount Vernon | West Frankfort East | West Mount Vernon, West Frankfort East | Illinois | IL | MISO | MISO | MTEP23 |  | 35 | Estimated | https://www.misoenergy.org/planning/transmission-planning/mtep/#t=10&p=0&s=&sd=
R-0319 | P-0272 | Mt. Storm - Valley 500 kV Rebuild |  | Dominion Energy | Complete | 2025-08-25 | Rebuild |  | 500 | 500 |  | 0 | 2023 | [6 empty] | Mount Storm | Valley (VA) | Mount Storm, Valley | Virginia, West Virginia | VA, WV | PJM |  |  |  | 64 | Reported | https://www.dominionenergy.com/projects-and-facilities/electric-projects/power-line-projects/mtstorm-valley
R-0320 | P-0273 | Murphy - Orr Road 345 kV |  | Michigan Electric Transmission Company |  |  | New circuit, greenfield |  | 345 | 345 |  | 0 | 2026 | Not started | N/A | 2025-12-10 | Not started | Not required |  | Murphy | Orr Road | Murphy, Orr Road | Michigan | MI | MISO | MISO | MTEP24 |  | 2.6 | Estimated | https://www.misoenergy.org/planning/transmission-planning/mtep/#t=10&p=0&s=&sd=
R-0321 | P-0274 | Nacogdoches Southeast_Redland 345kV Line |  | Oncor | Planning | 2024-12-18 | New circuit, greenfield |  | 345 | 345 |  | 0 | 2024 | Permitting Underway | CPCN, siting and permitting underway | 2025-12-08 | Permitting Underway | Permitting Underway |  | Nacgodoches | Redland Switch | Nacgodoches, Redland Switch | Texas | TX | ERCOT | ERCOT | 20RPG019 |  | 12 | Estimated | https://www.ercot.com/gridinfo/planning
R-0322 | P-0275 | Nebula - Raines 230 kV Route Options |  | Dominion Energy | Engineering, design, and routing | 2025-08-14 | New circuit, greenfield |  | 230 | 230 |  | 0 | 2029 | [6 empty] | Cloud | Raines | Cloud, Nebula, Raines | Virginia | VA | PJM |  |  |  | 44 | Estimated | https://www.dominionenergy.com/projects-and-facilities/electric-projects/power-line-projects/nebula-raines
R-0323 | P-0276 | Nelson Lake - Square Butte / Stanton |  | Minnesota Power |  |  | New circuit, greenfield |  | 230 | 230 |  | 0 | 2026 | [6 empty] | Nelson Lake | Stanton | Nelson Lake, Stanton | North Dakota | ND | MISO, SPP | MISO | MTEP23 |  | 17 | Estimated | https://www.misoenergy.org/planning/transmission-planning/mtep/#t=10&p=0&s=&
R-0324 | P-0277 | Nelson Lake - Square Butte East / Bison |  | Minnesota Power |  |  | New circuit, greenfield |  | 230 | 230 |  | 0 | 2022 | [6 empty] | Nelson Lake | Bison (ND1) | Nelson Lake, Bison | North Dakota | ND | MISO, SPP | MISO | MTEP23 |  | 17 | Estimated | https://www.misoenergy.org/planning/transmission-planning/mtep/#t=10&p=0&s=&
R-0325 | P-0278 | New England Clean Energy Connection |  | Avangrid | Construction | 2024-10-01 | New circuit, greenfield; New circuit, existing ROW |  | 320 | 320 |  | 0 | 2025 | Permitting Complete | CPCN, siting and permitting final decision | 2025-12-08 | Complete | Permitting Complete |  | NA | Merill Road | Merill Road | Maine | ME | ISO-NE | ISO-NE |  |  | 142 | Estimated | https://www.necleanenergyconnect.org/about-the-project | https://www.iso-ne.com/system-planning/system-plans-studies/rsp/rsp-project-list-and-the-asset-condition-list
R-0326 | P-0279 | New England Clean Power Link |  | TDI New England | Planning | 2024-10-01 | New circuit, greenfield | Underground | 320 | 320 |  | 0 | 2027 | ROD issued | CPCN, siting and permitting underway, completed in one state | 2025-12-10 | Record of Decision Issued | Partially Complete |  | Monteregie | Coolidge | Monteregie, Coolidge | New York, Vermont | NY, VT | ISO-NE | ISO-NE |  |  | 197 | Estimated | http://www.necplink.com/schedule.php | https://www.iso-ne.com/system-planning/system-plans-studies/rsp/rsp-project-list-and-the-asset-condition-list
R-0327 | P-0280 | New Humboldt to Collinsville 500 kV Line |  | Pacific Gas and Electric Company (PG&E) | Planning | 2025-12-02 | New circuit, greenfield |  | 500 | 500 |  | 0 | 2034 | Not started | Not started | 2025-12-10 | Not started | Not started |  | Humboldt 500kV | Collinsville | Humboldt 500kV, Collinsville | California | CA | CAISO | CAISO |  |  | 260 | Reported | https://www.caiso.com/documents/iso-board-approved-2023-2024-transmission-plan.pdf
R-0328 | P-0281 | New Humboldt to Fern Road 500 kV Line |  | Pacific Gas and Electric Company (PG&E) | Planning | 2025-12-02 | New circuit, greenfield |  | 500 | 500 | AC | 0 | 2034 | Not started | Not started | 2025-12-10 | Not started | Not started |  | Humboldt 500kV | Fern Road | Humboldt 500kV, Fern Road | California | CA | CAISO | CAISO |  |  | 140 | Reported | https://www.caiso.com/documents/iso-board-approved-2023-2024-transmission-plan.pdf
R-0329 | P-0282 | New York Energy Solution |  | New York Transco | Complete | 2025-01-28 | Upgrade | Aboveground | 115 | 345 |  | 0 | 2023 | [6 empty] | Knickerbocker | Van Wagner | Knickerbocker, Churchtown, Blue Stones Tap Station, Pleasant Valley, Van Wagner | New York | NY | NYISO |  |  |  | 55 | Reported | https://www.ny-es.com/
R-0330 | P-0283 | Nimbus 230 kV Line Loop |  | Dominion Energy | Engineering, design, and routing | 2025-01-01 | New circuit, greenfield |  | 230 | 230 |  | 0 | 2025 | [6 empty] | Nimbus | NA | Nimbus, NA | Virginia | VA | PJM | PJM |  |  | 0.7 | Estimated | https://www.scc.virginia.gov/consumers/public-utility/electricity-faqs/transmission-line-projects/ | https://www.pjm.com/planning/m/project-construction
R-0331 | P-0284 | Noblesville - Westfield Reliability Projects | Northern Segment | Duke Energy | Complete | 2025-08-25 | New circuit, existing ROW |  | 69 | 69 |  | 0 | 2026 | [6 empty] | Westfield Northeast | Noblesville West | Westfield Northeast, Noblesville West | Indiana | IN | MISO |  |  |  | 2.5 | Reported | https://www.duke-energy.com/our-company/about-us/electric-transmission-projects/noblesville#:~:text=These%20improvements%20include%20building%20a,the%20Noblesville%2DWestfield%20Reliability%20Projects.
R-0332 | P-0284 | Noblesville - Westfield Reliability Projects | Southern Segment | Duke Energy | Complete | 2025-08-25 | New circuit, greenfield |  | 69 | 69 |  | 0 | 2026 | [6 empty] | Noblesville West | NA - ties in to existing line | Noblesville West | Indiana | IN | MISO |  |  |  | 1.8 | Reported | https://www.duke-energy.com/our-company/about-us/electric-transmission-projects/noblesville#:~:text=These%20improvements%20include%20building%20a,the%20Noblesville%2DWestfield%20Reliability%20Projects.
R-0333 | P-0285 | Nokesville - Hornbaker 230 kV Line |  | Dominion Energy | Engineering, design, and routing | 2025-08-14 | New circuit, greenfield |  | 230 | 230 |  | 0 | 2029 | [6 empty] | Nokesville | Hornbaker | Nokesville, Hornbaker | Virginia | VA | PJM | PJM |  |  | 4.9 | Estimated | https://www.pjm.com/planning/m/project-construction
R-0334 | P-0286 | North Anna - Kraken 500 kV Line |  | Dominion Energy | Engineering, design, and routing | 2025-08-14 | New circuit, greenfield |  | 500 | 500 |  | 0 | 2029 | Not started | Not started | 2025-12-10 | Not started | Not started |  | North Anna | Kraken | North Anna, Kraken | Virginia | VA | PJM | PJM |  |  | 19 | Estimated | https://www.pjm.com/planning/m/project-construction
R-0335 | P-0287 | North Appleton - Fox River |  | American Transmission Company (ATC) |  |  | Reconductor | Aboveground | 345 | 345 |  | 0 | 2028 | [6 empty] | North Appleton | Fox River | North Appleton, Fox River | Wisconsin | WI | MISO | MISO | MTEP23 |  | 48 | Estimated | https://www.misoenergy.org/planning/transmission-planning/mtep/#t=10&p=0&s=&sd=
R-0336 | P-0288 | North Central Florida Upgrade Project |  | Duke Energy | Engineering, design, and routing | 2025-02-06 | Upgrade |  | 230 | 230 |  | 0 | 2028 | [6 empty] | Hamilton Solar | Killearn Tap | Hamilton Solar, West Lake, Sonnie Tap, Hanson, Greenville, Aucilla Tap, Drifton, Lloyd Tap, Miccosukee Tap, Baker Tap, Killearn Tap | Florida | FL | None (Southeast) |  |  |  | 73 | Estimated | https://duke-energy-maps.com/
R-0337 | P-0289 | North Dakota/Saskatchewan Border (Tableland) - Tande 230 kV Ckt 1 |  | Basin Electric Power Cooperative |  | 2025-05-20 | New circuit, greenfield |  | 230 | 230 |  | 0 | 2027 | [6 empty] | US/Canada border (connection location) | Tande | Tande | North Dakota | ND | MISO, SPP | SPP | SPP-2021-AG2 |  | 67 | Reported | https://www.basinelectric.com/about-us/transmission/Tande-Wheelock-Saskatchewan | https://www.spp.org/spp-documents-filings/?id=18641
R-0338 | P-0290 | North Dakota/Saskatchewan Border (Tableland) - Wheelock 230 kV Ckt 1 |  | Basin Electric Power Cooperative |  | 2025-05-20 | New circuit, greenfield |  | 230 | 230 |  | 0 | 2027 | [6 empty] | US/Canada border (connection location) | Wheelock | Wheelock | North Dakota | ND | MISO, SPP | SPP | SPP-2021-AG2 |  | 70 | Reported | https://www.basinelectric.com/about-us/transmission/Tande-Wheelock-Saskatchewan | https://www.spp.org/spp-documents-filings/?id=18641
R-0339 | P-0291 | North Delta - High Ridge 500 kV Line |  | PECO, Baltimore Gas and Electric Company (BGE) | Construction | 2025-01-01 | New circuit, greenfield |  | 500 | 500 |  | 0 | 2030 | Not started | Not started | 2025-12-10 | Not started | Not started |  | North Delta | High Ridge | North Delta (Bramah), High Ridge | Maryland, Pennsylvania | MD, PA | PJM | PJM |  |  | 59 | Reported | https://www.pjm.com/planning/m/project-construction
R-0340 | P-0292 | North Dublin - Vineyard 230 kV Reconductoring |  | Pacific Gas and Electric Company (PG&E) |  |  | Reconductor |  | 230 | 230 |  | 0 | 2034 | [6 empty] | North Dublin | Vineyard Tap | North Dublin, Vineyard Tap | California | CA | CAISO | CAISO |  |  | 5 | Estimated | https://www.caiso.com/documents/iso-board-approved-2023-2024-transmission-plan.pdf
R-0341 | P-0293 | North Gila - Imperial Valley 500 kV Line |  | San Diego Gas & Electric (SDG&E) | Planning | 2025-12-03 | New circuit, existing ROW |  | 500 | 500 |  | 0 | 2032 | Not started | CPCN, siting and permitting underway | 2025-12-10 | Not started | Permitting Underway |  | North Gila | Imperial Valley (B) | North Gila, Imperial Valley | Arizona, California | AZ, CA | None | CAISO |  |  | 81 | Estimated | https://stakeholdercenter.caiso.com/InitiativeDocuments/Appendix-H-Board-Approved-2022-2023-Transmission-Plan.pdf
R-0342 | P-0294 | North of Marion Upgrade #1 (Rebuild Chemawa - Santiam) |  | Bonneville Power Administration |  |  | Rebuild |  | 500 | 500 |  | 0 |  | Not started | Not started | 2025-12-10 | Not started | Not started |  | Chemawa | Santiam | Chemawa, Santiam | Oregon | OR | None (Non-RTO West) | Bonneville Power Administration |  | Evolving Grid Projects (EGP) 2.0 | 24 | Estimated | https://www.bpa.gov/-/media/Aep/transmission/evolving-grid/EGP-20-Public-Workshop-17-Oct-2024.pdf
R-0343 | P-0295 | North of Marion Upgrade #1 (Rebuild Pearl - Chemawa) |  | Bonneville Power Administration |  |  | Rebuild |  | 500 | 500 |  | 0 |  | Not started | Not started | 2025-12-10 | Not started | Not started |  | Pearl | Chemawa | Pearl, Chemawa | Oregon | OR | None (Non-RTO West) | Bonneville Power Administration |  | Evolving Grid Projects (EGP) 2.0 | 25 | Estimated | https://www.bpa.gov/-/media/Aep/transmission/evolving-grid/EGP-20-Public-Workshop-17-Oct-2024.pdf
R-0344 | P-0296 | North of Marion Upgrade #2 |  | Bonneville Power Administration |  |  | Rebuild |  | 500 | 500 |  | 0 |  | Not started | Not started | 2025-12-10 | Not started | Not started |  | Pearl | Marion | Pearl, Marion | Oregon | OR | None (Non-RTO West) | Bonneville Power Administration |  | Evolving Grid Projects (EGP) 2.0 | 39 | Estimated | https://www.bpa.gov/-/media/Aep/transmission/evolving-grid/EGP-20-Public-Workshop-17-Oct-2024.pdf
R-0345 | P-0297 | North of Pearl (New build) |  | Bonneville Power Administration |  |  | New circuit, greenfield |  | 500 | 500 |  | 0 |  | Not started | Not started | 2025-12-10 | Not started | Not started |  | Pearl | Keeler | Pearl, Keeler | Oregon | OR | None (Non-RTO West) | Bonneville Power Administration |  | Evolving Grid Projects (EGP) 2.0 | 19 | Estimated | https://www.bpa.gov/-/media/Aep/transmission/evolving-grid/EGP-20-Public-Workshop-17-Oct-2024.pdf
R-0346 | P-0298 | North of Pearl (Rebuild) |  | Bonneville Power Administration |  |  | Reconductor; New circuit, existing ROW |  | 500 | 500 |  | 0 | [7 empty] | Pearl | Keeler | Pearl, Keeler | Oregon | OR | None (Non-RTO West) | Bonneville Power Administration |  | Evolving Grid Projects (EGP) 2.0 | 18 | Estimated | https://www.bpa.gov/-/media/Aep/transmission/evolving-grid/EGP-20-Public-Workshop-17-Oct-2024.pdf
R-0347 | P-0299 | North of SONGS - Serrano 500 kV line |  | Southern California Edison, Lotus Infrastructure Partners |  |  | New circuit, greenfield |  | 500 | 500 |  | 0 |  | Not started | Not started | 2025-12-10 | Not started | Not started |  | San Ofre Nuclear Power Plant (SONGS) | Serrano | San Ofre Nuclear Power Plant (SONGS), Serrano | California | CA | CAISO | CAISO |  |  | 34 | Estimated | https://newsroom.edison.com/releases/southern-california-edison-lotus-infrastructure-partners-chosen-by-caiso-to-build-major-transmission-project-between-san-diego-orange-counties#:~:text=The%20North%20of%20SONGS%20to,the%20southern%20Orange%20County%20a
R-0348 | P-0300 | North Path |  | Invenergy, New Mexico Renewable Energy Transmission Authority (RETA) | Planning | 2024-09-01 | New circuit, greenfield | Aboveground | 525 | 525 | DC | 4000 | 2028 | Not started | Not started | 2025-12-10 | Not started | Not started |  | Not specified | Four Corners | Four Corners | New Mexico | NM | SPP | Merchant |  |  | 791 | Estimated | https://newmexiconorthpath.com/
R-0349 | P-0301 | North Plains Connector | 500 DC | Grid United | Permitting | 2025-01-28 | New circuit, greenfield | Aboveground | 500 | 500 | DC | 3000 | 2032 | EIS/EIA Underway | Not started | 2025-12-10 | Permitting Underway | Not started |  | Colstrip |  | Colstrip | Montana, North Dakota | MT, ND | SPP, MISO | Merchant |  |  | 333 | Estimated | https://northplainsconnector.com/
R-0350 | P-0301 | North Plains Connector | 345 AC | Grid United | Permitting | 2025-01-28 | New circuit, greenfield | Aboveground | 345 | 345 | AC | 3000 | 2032 | EIS/EIA Underway | Not started | 2025-12-10 | Permitting Underway | Not started |  | Colstrip | Center 345kV Switchyard | Colstrip, Center 345kV Switchyard | North Dakota | ND | SPP, MISO | Merchant |  |  | 68 | Estimated | https://northplainsconnector.com/
R-0351 | P-0302 | Northern Colorado Area Plan - Ault to Cloverly Transmission Project | WAPA Ault - Husky | Xcel Energy | Complete | 2024-11-27 | New circuit, greenfield | Aboveground | 230 | 230 |  | 0 | 2024 | [6 empty] | WAPA Ault | Husky | WAPA Ault, Husky | Colorado | CO | None (Non-RTO West) |  |  |  | 4.6 | Estimated | https://xcelenergytransmission.com/projects/northerncoloradoareaplan/
R-0352 | P-0302 | Northern Colorado Area Plan - Ault to Cloverly Transmission Project | Husky - Collins St | Xcel Energy | Complete | 2024-11-27 | New circuit, greenfield | Aboveground | 115 | 230 |  | 0 | 2024 | [6 empty] | Husky | Collins St | Husky, Collins St | Colorado | CO | None (Non-RTO West) |  |  |  | 9 | Estimated | https://xcelenergytransmission.com/projects/northerncoloradoareaplan/
R-0353 | P-0302 | Northern Colorado Area Plan - Ault to Cloverly Transmission Project | Collins St - Cloverly | Xcel Energy | Complete | 2024-11-27 | New circuit, greenfield | Aboveground | 115 | 230 |  | 0 | 2024 | [6 empty] | Collins St | Cloverly | Collins St, Cloverly | Colorado | CO | None (Non-RTO West) |  |  |  | 8 | Estimated | https://xcelenergytransmission.com/projects/northerncoloradoareaplan/
R-0354 | P-0303 | Northern Missouri Grid Transformation Program | Fairport-Denny-Iowa/Missouri Border Project | Ameren Illinois | Permitting | 2024-12-05 | New circuit, greenfield | Aboveground | 345 | 345 |  | 0 | 2028 | Permitting Underway | CPCN, siting and permitting underway, completed in two states | 2025-12-08 | Permitting Underway | Partially Complete | LRTP 09: Orient - Denny - Fairport | Fairport | NA - IA/MO State Border (connection location) | Fairport, Denny | Missouri | MO | MISO, SPP | MISO | MTEP21 | LRTP Tranche 1 | 42 | Estimated | https://www.ameren.com/company/ameren-transmission/northern-missouri-grid | https://efis.psc.mo.gov/Document/Display/791064
R-0355 | P-0303 | Northern Missouri Grid Transformation Program | Maywood-Mississippi River Crossing Project | Ameren | Permitting | 2024-12-05 | New circuit, greenfield | Aboveground | 345 | 345 |  | 0 | 2028 | Permitting Underway | CPCN, siting and permitting underway, completed in two states | 2025-12-08 | Permitting Underway | Partially Complete | LRTP 11: Maywood - Meredosia | Maywood | Meredosia | Maywood, Palmyra, Meredosia | Illinois, Missouri | IL, MO | None | MISO | MTEP21 | LRTP Tranche 1 | 8 | Estimated | https://www.ameren.com/company/ameren-transmission/northern-missouri-grid | https://efis.psc.mo.gov/Document/Display/791064
R-0356 | P-0303 | Northern Missouri Grid Transformation Program | Denny-Zachary-Thomas Hill-Maywood Project | Ameren | Permitting | 2024-12-05 | New circuit, greenfield | Aboveground | 345 | 345 |  | 0 | 2029 | Permitting Underway | CPCN, siting and permitting underway, completed in two states | 2025-12-08 | Permitting Underway | Partially Complete | LRTP 10: Denny - Zachary - Thomas Hill - Maywood | Denny | Maywood | Denny, Zachary, Thomas Hill, Maywood | Missouri | MO | MISO, SPP | MISO | MTEP21 | LRTP Tranche 1 | 202 | Estimated | https://www.ameren.com/company/ameren-transmission/northern-missouri-grid | https://efis.psc.mo.gov/Document/Display/791064
R-0357 | P-0304 | Northern San Joaquin 230 kV Transmission Project |  | Pacific Gas and Electric Company (PG&E) | Permitting | 2025-03-11 | New circuit, greenfield |  | 230 | 230 |  | 0 | 2029 | [6 empty] | Thurman | NA- line interconnection | Thurman, Lockeford | California | CA | CAISO | CAISO |  |  | 11 | Estimated | https://www.pge.com/en/about/pge-systems/electric-systems/northern-san-joaquin.html | https://www.caiso.com/documents/iso-board-approved-2023-2024-transmission-plan.pdf
R-0358 | P-0305 | Northland Reliability Project | Segment 2b: Replace existing lines | Great River Energy, Minnesota Power | Permitting | 2024-12-05 | Upgrade | Aboveground | 345 | 345 |  | 0 | 2030 | Permitting Underway | CPCN, siting and permitting final decision | 2025-12-08 | Permitting Underway | Permitting Complete | LRTP 03: Iron Range - Benton County - Big Oaks (Cassie’s Crossing) | Benton | Sherco | Benton, Sherco | Minnesota | MN | MISO | MISO | MTEP21 | LRTP Tranche 1 | 21 | Estimated | https://northlandreliabilityproject.com/ | https://eera.web.commerce.state.mn.us/web/project/15114
R-0359 | P-0305 | Northland Reliability Project | Segment 2a: Replace existing lines | Great River Energy, Minnesota Power | Permitting | 2024-12-05 | Upgrade | Aboveground | 345 | 345 |  | 0 | 2030 | Permitting Underway | CPCN, siting and permitting final decision | 2025-12-08 | Permitting Underway | Permitting Complete | LRTP 03: Iron Range - Benton County - Big Oaks (Cassie’s Crossing) | Benton | Big Oaks | Benton, Big Oaks | Minnesota | MN | MISO | MISO | MTEP21 | LRTP Tranche 1 | 21 | Estimated | https://northlandreliabilityproject.com/ | https://eera.web.commerce.state.mn.us/web/project/15114
R-0360 | P-0305 | Northland Reliability Project | Segment 1: New double circuit 345 kV line | Great River Energy, Minnesota Power | Permitting | 2024-12-05 | New circuit, greenfield | Aboveground | 345 | 345 |  | 0 | 2030 | Permitting Underway | CPCN, siting and permitting final decision | 2025-12-08 | Permitting Underway | Permitting Complete | LRTP 03: Iron Range - Benton County - Big Oaks (Cassie’s Crossing) | Iron Range | Benton | Iron Range, Cuyana Compensation Station, Benton | Minnesota | MN | MISO | MISO | MTEP21 | LRTP Tranche 1 | 132 | Estimated | https://northlandreliabilityproject.com/ | https://eera.web.commerce.state.mn.us/web/project/15114
R-0361 | P-0306 | Ocean Wind BL England to Oyster Creek |  | Orsted Wind Power North America, Public Service Enterprise Group Renewable Generation LLC | Construction | 2025-02-12 | New circuit, greenfield |  | 275 | 275 |  | 0 | 2025 | Permitting Underway | CPCN, siting and permitting final decision | 2025-12-08 | Permitting Underway | Permitting Complete |  | BL England | Oyster Creek | BL England, Oyster Creek | New Jersey | NJ | PJM |  |  |  | 102 | Estimated | https://dep.nj.gov/wp-content/uploads/offshorewind/docs/ocean-wind-1/njdep-oceanwindone-20-w01-wfd-cafra-and-coastal-wetlands-application-narrative.pdf
R-0362 | P-0307 | Oceanview - Atlantic - Larrabee - Smithburg 230 kV Upgrade |  | Jersey Central Power & Light | Engineering, design, and routing | 2025-01-01 | Upgrade |  | 230 | 230 |  | 0 | 2030 | [6 empty] | Oceanview | Smithburg | Oceanview, Atlantic, Larrabee, Smithburg | New Jersey | NJ | PJM | PJM |  |  | 28 | Estimated | https://www.pjm.com/planning/m/project-construction
R-0363 | P-0308 | Ogallala to Abernathy 345 kV Line |  | Sharyland Utilities, Lubbock Power & Light |  |  | New circuit, greenfield |  | 345 | 345 |  | 0 |  | Permitting Underway | CPCN, siting and permitting final decision | 2025-12-08 | Permitting Underway | Permitting Complete |  | Ogallala | Abernathy | Ogallala, Abernathy | Texas | TX | ERCOT, SPP |  |  |  | 45 | Estimated | http://www.sharyland.com/docs/2018/201804OgallalatoAbernathyFAQ-final.pdf
R-0364 | P-0309 | Okatie - Riverport 230 kV |  | Dominion Energy | Engineering, design, and routing | 2025-02-10 | New circuit, greenfield |  | 230 | 230 |  | 0 | [7 empty] | Okatie | Riverport | Okatie, Riverport | South Carolina | SC | None (Southeast) |  |  |  | 14 | Estimated | https://www.dominionenergy.com/projects-and-facilities/electric-projects/power-line-projects/jasper-okatie-riverport
R-0365 | P-0310 | Oquirrh to Terminal Transmission Line Project |  | PacifiCorp | Complete | 2025-09-24 | New circuit, greenfield | Aboveground | 345 | 345 |  | 0 | 2024 | Permitting Complete | CPCN, siting and permitting final decision | 2025-12-10 | Complete | Permitting Complete |  | Oquirrh | Terminal | Oquirrh, Terminal | Utah | UT | None (Non-RTO West) |  |  |  | 15 | Estimated | https://www.pacificorp.com/transmission/transmission-projects/oquirrh-to-terminal.html
R-0366 | P-0311 | Orient to IA/MO State Border |  | MidAmerican Energy Company | Permitting | 2025-12-02 | New circuit, greenfield | Aboveground | 345 | 345 |  | 0 |  | Not started | Not started | 2025-12-10 | Not started | Not started | LRTP 09: Orient - Denny - Fairport | Orient | IA/MO State Border (connection location) | Orient | Iowa | IA | MISO | MISO | MTEP21 | LRTP Tranche 1 | 43 | Estimated | https://www.misoenergy.org/planning/transmission-planning/mtep/#t=10&p=0&s=&sd=
R-0367 | P-0312 | Orlando St. Cloud Resiliency Connection |  | Orlando Utilities Commission | Construction | 2025-02-12 | New circuit, greenfield |  | 230 | 230 |  | 0 | 2025 | [6 empty] | Magnolia Ranch North | St. Cloud East | Magnolia Ranch North, St. Cloud East | Florida | FL | None (Southeast) |  |  |  | 21 | Estimated | https://www.ouc.com/resiliencyconnection#resources
R-0368 | P-0313 | Osprey to Haines City 230 kV Line |  | Duke Energy | Construction | 2025-02-10 | New circuit, greenfield |  | 230 | 230 |  | 0 | 2023 | [6 empty] | Osprey | Haines City East | Osprey, Haines City East | Florida | FL | None (Southeast) |  |  |  | 21 | Estimated | https://www.duke-energy.com/our-company/about-us/electric-transmission-projects/polk-county/osprey-to-haines-city
R-0369 | P-0314 | Osprey to Kathleen 230 kV Line |  | Duke Energy | Construction | 2025-02-10 | New circuit, greenfield |  | 230 | 230 |  | 0 | 2025 | [6 empty] | Osprey | Kathleen | Osprey, Kathleen | Florida | FL | None (Southeast) |  |  |  | 26 | Estimated | https://www.duke-energy.com/our-company/about-us/electric-transmission-projects/polk-county/osprey-to-kathleen
R-0370 | P-0315 | Ostrander - Pearl #1 Upgrade |  | Bonneville Power Administration |  |  | Upgrade |  | 500 | 500 |  | 0 |  | Not started | Not started | 2025-12-10 | Not started | Not started |  | Ostrander | Pearl | Ostrander, Pearl | Oregon | OR | None (Non-RTO West) | Bonneville Power Administration |  | Evolving Grid Projects (EGP) 2.0 | 20 | Estimated | https://www.bpa.gov/-/media/Aep/transmission/evolving-grid/EGP-20-Public-Workshop-17-Oct-2024.pdf
R-0371 | P-0316 | Ottumwa - Skunk River |  | Ameren Illinois | Permitting | 2024-12-05 | Upgrade | Aboveground | 161 | 345 |  | 0 | 2027 | Not started | Not started | 2025-12-10 | Not started | Not started | LRTP 12: Madison - Ottumwa - Coddington | Ottumwa Generating Station | Skunk River | Ottumwa Generating Station, Skunk River | Iowa | IA | MISO | MISO | MTEP21 | LRTP Tranche 1 | 53 | Estimated | https://www.ottumwa-skunkriver.com/ | https://www.misoenergy.org/planning/transmission-planning/mtep/#t=10&p=0&s=&sd=
R-0372 | P-0317 | Overland Trail - Pony Creek |  | MidAmerican Energy Company |  |  | New circuit, greenfield |  | 345 | 345 |  | 0 | 2026 | N/A | N/A | 2025-12-10 | Not required | Not required |  | Overland Trail | Pony Creek | Overland Trail, Pony Creek | Iowa | IA | MISO, SPP | MISO | MTEP23 |  | 1.4 | Estimated | https://www.misoenergy.org/planning/transmission-planning/mtep/#t=10&p=0&s=&sd=
R-0373 | P-0318 | Palo Verde to Pinal West 500 kV transmission project | Palo Verde to Pinal West 500 kV #2 | Salt River Project (SRP) | Permitting | 2025-09-24 | New circuit, greenfield | Aboveground | 500 | 500 |  | 0 | 2034 | Final EIS/EIA | CPCN, siting and permitting final decision | 2025-12-08 | Permitting Underway | Permitting Complete |  | Hassayampa | Pinal West | Hassayampa, Jojoba, Pinal West | Arizona | AZ | None (Non-RTO West) |  |  |  | 52 | Estimated | https://www.srpnet.com/grid-water-management/grid-management/improvement-projects/palo-verde-pinal-west
R-0374 | P-0319 | Pardee - Sylmar 230 kV Line Rating Increase |  | Southern California Edison | Planning | 2024-05-23 | Upgrade |  | 230 | 230 |  | 0 | 2027 | [6 empty] | Pardee | Sylmar West | Pardee, Sylmar West | California | CA | CAISO | CAISO |  |  | 12 | Estimated | https://www.caiso.com/documents/iso-board-approved-2023-2024-transmission-plan.pdf
R-0375 | P-0320 | Piedmont - Wekiva Transmission Reliability Enhancement Project |  | Duke Energy |  |  | Rebuild |  | 230 | 230 |  | 0 | 2026 | [6 empty] | Piedmont | Wekiva | Piedmont, Wekiva | Florida | FL | None (Southeast) |  |  |  | 3.1 | Reported | https://geovoice.powereng.com/beta/duke-energy/wekiva-Piedmont/#close
R-0376 | P-0321 | Pinnacle Peak - Rogers 230kV Restoration Project |  | Western Area Power Administration | Complete | 2025-09-24 | Rebuild |  | 230 | 230 |  | 0 | 2024 | [6 empty] | Pinnacle Peak SRP | Rogers | Pinnacle Peak SRP, Rogers | Arizona | AZ | None (Non-RTO West) |  |  |  | 22 | Estimated | https://www.wapa.gov/wp-content/uploads/2023/04/DSW-PPK-RGS-Presentation-10-13-22.pdf
R-0377 | P-0322 | Power from the Prairie |  | Power from the Prairie LLC | Planning | 2025-01-28 | New circuit, greenfield | Aboveground | 500 | 500 | DC | 4000 |  | Not started | Not started | 2025-12-10 | Not started | Not started |  | Not yet determined | Not yet determined |  | Iowa, Nebraska, South Dakota, Wyoming | IA, NE, SD, WY | SPP, MISO | Merchant |  |  | 536 | Estimated | https://www.powerfromtheprairie.com/
R-0378 | P-0323 | Power Santa Clara Valley | 320 kV Segment | LS Power Grid California | Permitting | 2025-03-11 | New circuit, greenfield | Underground | 320 | 320 | DC | 0 | 2028 | Not started | CPCN, siting and permitting underway | 2025-12-08 | Not started | Permitting Underway |  | Grove | Skyline | Grove, Skyline | California | CA | CAISO | CAISO |  |  | 13 | Estimated | https://powerthebay.com/en/about-the-projects/#projects | https://ia.cpuc.ca.gov/environment/info/esa/pscv/index.html
R-0379 | P-0323 | Power Santa Clara Valley | 500 kV Segment | LS Power Grid California | Permitting | 2025-03-11 | New circuit, greenfield |  | 500 | 500 | AC | 0 | 2028 | Not started | CPCN, siting and permitting underway | 2025-12-08 | Not started | Permitting Underway |  | Metcalf | Grove | Metcalf, Grove | California | CA | CAISO | CAISO |  |  | 1.3 | Estimated | https://powerthebay.com/en/about-the-projects/#projects | https://ia.cpuc.ca.gov/environment/info/esa/pscv/index.html
R-0380 | P-0324 | Power the South Bay |  | LS Power Grid California | Permitting | 2025-03-11 | New circuit, greenfield | Mixed | 230 | 320 | Mixed | 0 | 2028 | [6 empty] | Albrae | North Receiving Station | Albrae, Newark, Baylands, North Receiving Station | California | CA | CAISO | CAISO |  |  | 12 | Estimated | https://www.lspgridcalifornia.com/newark/ | https://www.caiso.com/documents/iso-board-approved-2023-2024-transmission-plan.pdf
R-0381 | P-0325 | Prong Moss - Rockhound 345 kV Line Rebuild |  | Oncor | Planning | 2024-12-18 | Rebuild; New circuit, existing ROW |  | 345 | 345 |  | 0 | 2027 | Not started | Not started | 2025-12-10 | Not started | Not started |  | Prong Moss | Rockhound | Prong Moss, Rockhound | Texas | TX | ERCOT | ERCOT | 23RPG029 |  | 35 | Estimated | https://www.ercot.com/gridinfo/planning
R-0382 | P-0326 | Propel NY Energy | 138kV | The New York Power Authority (NYPA), New York Transco (NY Transco) |  |  | New circuit, greenfield | Underground | 138 | 138 |  | 0 | 2030 | Permitting Underway | CPCN, siting and permitting underway | 2025-12-08 | Permitting Underway | Permitting Underway |  | Shore Road | Syosset | Shore Road, Syosset | New York | NY | NYISO | NYISO |  |  | 10 | Estimated | https://www.propelnyenergy.com/
R-0383 | P-0326 | Propel NY Energy | 345kV | The New York Power Authority (NYPA), New York Transco (NY Transco) | Planning | 2025-10-14 | New circuit, greenfield | Underground | 345 | 345 |  | 0 | 2030 | Permitting Underway | CPCN, siting and permitting underway | 2025-12-08 | Permitting Underway | Permitting Underway |  | Sprain Brook | E F Barrett | Sprain Brook, Shore Road, Ruland Road, East Garden City, E F Barrett, Tremont, New Rochelle | New York | NY | NYISO | NYISO |  |  | 73 | Estimated | https://www.propelnyenergy.com/
R-0384 | P-0328 | Ranger Camp - Cattleman 345 kV Double - Circuit Line |  | Oncor | Planning | 2024-12-18 | New circuit, greenfield |  | 345 | 345 |  | 0 | 2025 | Permitting Underway | CPCN, siting and permitting underway | 2025-12-08 | Permitting Underway | Permitting Underway |  | Ranger Camp | Cattleman | Ranger Camp, Cattleman | Texas | TX | ERCOT | ERCOT | 23RPG029 |  | 1 | Estimated | https://www.ercot.com/gridinfo/planning
R-0385 | P-0329 | Ranger Camp - Prong Moss 345 kV Line Rebuild |  | Oncor | Planning | 2024-12-18 | Rebuild; New circuit, existing ROW |  | 345 | 345 |  | 0 | 2026 | Not started | Not started | 2025-12-10 | Not started | Not started |  | Ranger Camp | Prong Moss | Ranger Camp, Prong Moss | Texas | TX | ERCOT | ERCOT | 23RPG029 |  | 31 | Estimated | https://www.ercot.com/gridinfo/planning
R-0386 | P-0330 | Raun - Remsen |  | MidAmerican Energy Company |  |  | Upgrade |  | 345 | 345 |  | 0 | 2025 | [6 empty] | Raun | Remsen | Raun, Remsen | Iowa | IA | MISO, SPP | MISO | MTEP23 |  | 39 | Estimated | https://www.misoenergy.org/planning/transmission-planning/mtep/#t=10&p=0&s=&sd=
R-0387 | P-0331 | Raun - S3452 | 345 kV (JTIQ) |  | Planning | 2025-12-02 | New circuit, greenfield |  | 345 | 345 |  | 0 |  | Not started | Not started | 2025-12-10 | Not started | Not started |  | Raun | S3452 | Raun, S3452 | Iowa, Nebraska | IA, NE | MISO, SPP | MISO, SPP |  | Joint Targeted Interconnection Queue (JTIQ) Update | 88.2 | Reported | https://www.spp.org/documents/71208/jtiq%20revision%20request%20kickoff%20022624%20final.pdf
R-0388 | P-0332 | Ready Wyoming |  | Black Hills Energy | Construction | 2025-01-28 | New circuit, greenfield | Aboveground | 115 | 230 |  | 0 | 2025 | [6 empty] | Windstar | Stegall (Scotts Bluff County) | Windstar, Stegall (Scotts Bluff County) | Nebraska, Wyoming | NE, WY | SPP |  |  |  | 260 | Reported | https://www.blackhillsenergy.com/ready-wyoming
R-0389 | P-0333 | Rebuild Allen - R.P. Mone 345 kV Line |  | AEP | Engineering, design, and routing | 2025-01-01 | Rebuild |  | 345 | 345 |  | 0 | 2027 | [6 empty] | Allen | R.P. Mone | Allen, R.P. Mone | Indiana, Ohio | IN, OH | PJM | PJM |  |  | 18.6 | Reported | https://www.pjm.com/planning/m/project-construction
R-0390 | P-0334 | Rebuild and reconductor Armstrong - Homer City 345 kV Line |  | Penelec | Engineering, design, and routing | 2025-01-01 | Rebuild; Reconductor |  | 345 | 345 |  | 0 | 2029 | [6 empty] | FirstEnergy Armstrong Power Station | Homer City | FirstEnergy Armstrong Power Station, Homer City | Pennsylvania | PA | PJM | PJM |  |  | 34 | Estimated | https://www.pjm.com/planning/m/project-construction
R-0391 | P-0335 | Rebuild and Reconductor ComEd Portion of Crete - St. John 345 kV |  | Commonwealth Edison | Engineering, design, and routing | 2025-01-01 | Rebuild; Reconductor |  | 345 | 345 |  | 0 | 2026 | [6 empty] | Crete Energy Venture | None | Crete Energy Venture | Illinois, Indiana | IL, IN | PJM | PJM |  |  | 4.9 | Estimated | https://www.pjm.com/planning/m/project-construction
R-0392 | P-0336 | Rebuild Bristers - Morrisville 500 kV Line |  | Dominion Energy | Engineering, design, and routing | 2025-01-01 | Rebuild |  | 500 | 500 |  | 0 | 2029 | [6 empty] | Bristers | Morrisville (VA) | Bristers, Morrisville | Virginia | VA | PJM | PJM |  |  | 8 | Estimated | https://www.pjm.com/planning/m/project-construction
R-0393 | P-0337 | Rebuild Brunner Island - South Manheim 230 kV Line |  | PPL Electric Utilities | Engineering, design, and routing | 2025-01-01 | Rebuild |  | 230 | 230 |  | 0 | 2033 | [6 empty] | Brunner Island | South Manheim | Brunner Island, South Manheim | Pennsylvania | PA | PJM | PJM |  |  | 17.8 | Reported | https://www.pjm.com/planning/m/project-construction
R-0394 | P-0338 | Rebuild Cardiff - New Freedom 230 kV |  | AEC | Planning | 2025-01-01 | Rebuild |  | 230 | 230 |  | 0 | [7 empty] | Cardiff | New Freedom | Cardiff, New Freedom | New Jersey | NJ | PJM | PJM |  |  | 33 | Estimated | https://www.pjm.com/planning/m/project-construction
R-0395 | P-0339 | Rebuild Cartanza - Milford 230 kV Line |  | Delmarva Power & Light Company | Planning | 2025-01-01 | Rebuild |  | 230 | 230 |  | 0 | [7 empty] | Catanza | Milford | Catanza, Milford | Delaware | DE | PJM | PJM |  |  | 27 | Estimated | https://www.pjm.com/planning/m/project-construction
R-0396 | P-0340 | Rebuild Cash's Corner - Gordonsville 230 kV Line |  | Dominion Energy | Engineering, design, and routing | 2025-01-01 | Rebuild |  | 230 | 230 |  | 0 | 2028 | [6 empty] | Cash's Corner | Gordonsville | Cash's Corner, Gordonsville | Virginia | VA | PJM | PJM |  |  | 2.8 | Estimated | https://www.pjm.com/planning/m/project-construction
R-0397 | P-0341 | Rebuild Cedar - Oyster Creek 230 kV |  | Jersey Central Power & Light | Planning | 2025-01-01 | Rebuild |  | 230 | 230 |  | 0 | [7 empty] | Cedar Station | Oyster Creek | Cedar Station, Oyster Creek | New Jersey | NJ | PJM | PJM |  |  | 14 | Estimated | https://www.pjm.com/planning/m/project-construction
R-0398 | P-0342 | Rebuild Charlottesville - Hydraulic Rd - Barracks Road - Crozet - Dooms 230 kV Line |  | Dominion Energy | Engineering, design, and routing | 2025-01-01 | Rebuild |  | 230 | 230 |  | 0 | 2028 | [6 empty] | Charlottesville | Dooms | Charlottesville, Hydraulic Road, Barracks Road, Crozet, Dooms | Virginia | VA | PJM | PJM |  |  | 22 | Estimated | https://www.pjm.com/planning/m/project-construction
R-0399 | P-0343 | Rebuild Charlottesville - Proffit 230 kV Line |  | Dominion Energy | Engineering, design, and routing | 2025-01-01 | Rebuild |  | 230 | 230 |  | 0 | 2027 | [6 empty] | Charlottesville | Proffit | Charlottesville, Proffit | Virginia | VA | PJM | PJM |  |  | 16 | Estimated | https://www.pjm.com/planning/m/project-construction
R-0400 | P-0344 | Rebuild Clifton - Ox 230 kV Line |  | Dominion Energy | Construction | 2025-01-01 | Rebuild |  | 230 | 230 |  | 0 | 2024 | [6 empty] | Clifton | Ox | Clifton, Ox | Virginia | VA | PJM | PJM |  |  | 7 | Estimated | https://www.pjm.com/planning/m/project-construction
R-0401 | P-0345 | Rebuild Conesville - Bixby 345 kV |  | AEP | Engineering, design, and routing | 2025-01-01 | Rebuild |  | 345 | 345 |  | 0 | 2032 | [6 empty] | Conesville Station | Bixby | Conesville Station, Ohio Central, Bixby | Ohio | OH | PJM | PJM |  |  | 70 | Estimated | https://www.pjm.com/planning/m/project-construction
R-0402 | P-0346 | Rebuild Cranes Corner - Stafford 230 kV Line |  | Dominion Energy | Engineering, design, and routing | 2025-01-01 | Rebuild |  | 230 | 230 |  | 0 | 2025 | [6 empty] | Cranes Corner | Stafford | Cranes Corner, Stafford | Virginia | VA | PJM | PJM |  |  | 8 | Estimated | https://www.pjm.com/planning/m/project-construction
R-0403 | P-0347 | Rebuild Doubs - Goose Creek 500 kV Line |  | APS | Engineering, design, and routing | 2025-01-01 | Rebuild |  | 500 | 500 |  | 0 | 2030 | [6 empty] | Doubs | Goose Creek (VA) | Doubs, Goose Creek | Maryland, Virginia | MD, VA | PJM | PJM |  |  | 18 | Estimated | https://www.pjm.com/planning/m/project-construction
R-0404 | P-0348 | Rebuild Earleys - Suffolk 230 kV Line |  | Dominion Energy | Engineering, design, and routing | 2025-01-01 | Rebuild |  | 230 | 230 |  | 0 | 2028 | [6 empty] | Earleys | Suffolk | Earleys, Suffolk | North Carolina, Virginia | NC, VA | PJM | PJM |  |  | 44.3 | Reported | https://www.pjm.com/planning/m/project-construction | https://www.dominionenergy.com/projects-and-facilities/electric-projects/power-line-projects/earleys-tunis-suffolk
R-0405 | P-0349 | Rebuild Edge Moor - Linwood 230 kV |  | Delmarva Power & Light Company | Planning | 2025-01-01 | Rebuild |  | 230 | 230 |  | 0 | [7 empty] | Edge Moor | Linwood | Edge Moor, Linwood | Delaware, Pennsylvania | DE, PA | PJM | PJM |  |  | 9 | Estimated | https://www.pjm.com/planning/m/project-construction
R-0406 | P-0350 | Rebuild Eldred - Frackville 230 kV Line |  | PPL Electric Utilities | Planning | 2025-01-01 | Rebuild |  | 230 | 230 |  | 0 | [7 empty] | Eldred | Frackville | Eldred, Frackville | Pennsylvania | PA | PJM | PJM |  |  | 12 | Estimated | https://www.pjm.com/planning/m/project-construction
R-0407 | P-0351 | Rebuild Elmont to Chickahominy 500 kV Line |  | Dominion Energy | Engineering, design, and routing | 2025-01-01 | Rebuild |  | 500 | 500 |  | 0 | 2028 | [6 empty] | Elmont | Chickahominy | Elmont, Chickahominy | Virginia | VA | PJM | PJM |  |  | 27.7 | Reported | https://www.pjm.com/planning/m/project-construction
R-0408 | P-0352 | Rebuild Gore - Stonewall 138 kV with 500 kV Overbuild |  | APS | Engineering, design, and routing | 2025-01-01 | Rebuild |  | 500 | 500 |  | 0 | 2028 | [6 empty] | Gore | Stonewall | Gore, Stonewall | Virginia | VA | PJM | PJM |  |  | 15 | Estimated | https://www.pjm.com/planning/m/project-construction
R-0409 | P-0353 | Rebuild Hollymeade - Cash's Corner 230 kV Line |  | Dominion Energy | Engineering, design, and routing | 2025-01-01 | Rebuild |  | 230 | 230 |  | 0 | 2028 | [6 empty] | Hollymeade | Cash's Corner | Hollymeade, Cash's Corner | Virginia | VA | PJM | PJM |  |  | 13 | Estimated | https://www.pjm.com/planning/m/project-construction
R-0410 | P-0354 | Rebuild Hornertown - Hathaway 230 kV |  | Dominion Energy | Construction | 2025-08-15 | Rebuild |  | 230 | 230 |  | 0 | 2026 | [6 empty] | Hornertown | Hathaway | Hornertown, Hathaway | North Carolina | NC | PJM | PJM |  |  | 28.9 | Reported | https://www.dominionenergy.com/projects-and-facilities/electric-projects/power-line-projects/hornertown---hathaway | https://www.pjm.com/planning/m/project-construction
R-0411 | P-0355 | Rebuild Hunterstown - Carroll to 230 kV |  | APS | Engineering, design, and routing | 2025-01-01 | Upgrade |  | 230 | 230 |  | 0 | 2028 | [6 empty] | Hunterstown | Carroll | Hunterstown, Carroll | Maryland, Pennsylvania | MD, PA | PJM | PJM |  |  | 24 | Estimated | https://solutions.aecomonline.net/Carroll-Hunterstown/?page=Page | https://www.pjm.com/planning/m/project-construction
R-0412 | P-0356 | Rebuild Kincaid - Pana 345 kV |  | Commonwealth Edison | Engineering, design, and routing | 2025-01-01 | Rebuild |  | 345 | 345 |  | 0 | 2026 | [6 empty] | Kincaid Station | Pana | Kincaid Station, Pana | Illinois | IL | MISO | PJM |  |  | 26.4 | Reported | https://www.pjm.com/planning/m/project-construction
R-0413 | P-0357 | Rebuild Kramer - Victor to 230 kV |  | Southern California Edison | Planning | 2024-05-23 | Upgrade |  | 230 | 230 |  | 0 | 2033 | [6 empty] | Kramer | Victor | Kramer, Roadway, Victor | California | CA | CAISO | CAISO |  |  | 41 | Estimated | https://www.caiso.com/documents/iso-board-approved-2023-2024-transmission-plan.pdf
R-0414 | P-0358 | Rebuild Ladysmith to Elmont 500 kV Line |  | Dominion Energy | Construction | 2025-01-01 | Rebuild |  | 500 | 500 |  | 0 | 2026 | [6 empty] | Ladysmith | Elmont | Ladysmith, Elmont | Virginia | VA | PJM | PJM |  |  | 26.2 | Reported | https://www.pjm.com/planning/m/project-construction
R-0415 | P-0359 | Rebuild Lanexa - Northern Neck 230 kV Line |  | Dominion Energy | Complete | 2025-08-25 | Rebuild |  | 230 | 230 |  | 0 | 2024 | [6 empty] | L:anexa | Northern Neck | L:anexa, Northern Neck | Virginia | VA | PJM | PJM |  |  | 41 | Estimated | https://www.dominionenergy.com/projects-and-facilities/electric-projects/power-line-projects/line-224 | https://www.pjm.com/planning/m/project-construction
R-0416 | P-0360 | Rebuild Larrabee - Smithburg 230 kV |  | Jersey Central Power & Light | Engineering, design, and routing | 2025-01-01 | Rebuild |  | 230 | 230 |  | 0 | 2027 | [6 empty] | Larrabee | Smithburg | Larrabee, Smithburg | New Jersey | NJ | PJM | PJM |  |  | 12 | Estimated | https://www.pjm.com/planning/m/project-construction
R-0417 | P-0361 | Rebuild Loudon - Morrisville 500 kV Line |  | Dominion Energy | Engineering, design, and routing | 2025-01-01 | Rebuild |  | 500 | 500 |  | 0 | 2030 | [6 empty] | Loudon | Morrisville (VA) | Loudon, Morrisville | Virginia | VA | PJM | PJM |  |  | 32 | Estimated | https://www.pjm.com/planning/m/project-construction
R-0418 | P-0362 | Rebuild Midlothian - North Anna 500 kV Line |  | Dominion Energy | Planning | 2025-01-01 | Rebuild |  | 500 | 500 |  | 0 | [7 empty] | Midlothian | North Anna | Midlothian, North Anna | Virginia | VA | PJM | PJM |  |  | 41.13 | Reported | https://www.pjm.com/planning/m/project-construction
R-0419 | P-0363 | Rebuild Milford to Steele 230 kV |  | Delmarva Power & Light Company | Planning | 2025-01-01 | Rebuild |  | 230 | 230 |  | 0 | [7 empty] | Milford | Steele | Milford, Steele | Delaware, Maryland | DE, MD | PJM | PJM |  |  | 23 | Estimated | https://www.pjm.com/planning/m/project-construction
R-0420 | P-0364 | Rebuild Millville - Doubs 138 kV with 500kV Overbuild |  | APS | Engineering, design, and routing | 2025-01-01 | Rebuild |  | 500 | 500 |  | 0 | 2028 | [6 empty] | Millville | Doubs | Millville, Doubs | Maryland, Virginia, West Virginia | MD, VA, WV | PJM | PJM |  |  | 16 | Reported | https://www.pjm.com/planning/m/project-construction
R-0421 | P-0365 | Rebuild Occoquan - Ox 230 kV Line |  | Dominion Energy | Engineering, design, and routing | 2025-01-01 | Reconductor |  | 230 | 230 |  | 0 | 2026 | [6 empty] | Occoquan | Ox | Occoquan, Ox | Virginia | VA | PJM | PJM |  |  | 1.5 | Estimated | https://www.pjm.com/planning/m/project-construction
R-0422 | P-0366 | Rebuild Pawnee to Tango into a double circuit |  | CPS Energy | Planning | 2024-12-18 | Rebuild |  | 345 | 345 |  | 0 | 2029 | [6 empty] | Pawnee | Tango | Pawnee, Tango | Texas | TX | ERCOT | ERCOT |  |  | 6 | Estimated | https://www.ercot.com/gridinfo/planning
R-0423 | P-0367 | Rebuild Peach Bottom - Conastone 500 kV |  | Portland General Electric, PECO | Construction | 2025-01-01 | Rebuild |  | 500 | 500 |  | 0 | 2030 | [6 empty] | Peach Bottom | Conastone | Peach Bottom, North Delta (Bramah), Graceton, Conastone | Maryland, Pennsylvania | MD, PA | PJM | PJM |  |  | 17 | Estimated | https://www.pjm.com/planning/m/project-construction
R-0424 | P-0368 | Rebuild Septa - Yadkin 500 kV |  | Virginia Electric & Power Company | Engineering, design, and routing | 2025-08-14 | Rebuild |  | 500 | 500 |  | 0 | 2029 | [6 empty] | Septa | Yadkin | Septa, Yadkin | Virginia | VA | PJM | PJM |  |  | 33.09 | Reported | https://www.pjm.com/planning/m/project-construction | https://www.dominionenergy.com/projects-and-facilities/electric-projects/power-line-projects/septa-yadkin
R-0425 | P-0369 | Rebuild Shawboro - Elizabeth City 230 kV Line |  | Dominion Energy | Planning | 2025-01-01 | Rebuild |  | 230 | 230 |  | 0 | 2025 | [6 empty] | Shawboro | Elizabeth City | Shawboro, Elizabeth City | North Carolina | NC | PJM | PJM |  |  | 10.3 | Reported | https://www.dominionenergy.com/projects-and-facilities/electric-projects/power-line-projects/shawboro-elizabeth-city | https://www.pjm.com/planning/m/project-construction
R-0426 | P-0370 | Rebuild Skiffes Creek - King's Mill 230 kV Line |  | Dominion Energy | Planning | 2025-01-01 | Rebuild |  | 230 | 230 |  | 0 | [7 empty] | Skiffes Creek Switching Station | King's Mill | Skiffes Creek Switching Station, King's Mill | Virginia | VA | PJM | PJM |  |  | 2 | Estimated | https://www.pjm.com/planning/m/project-construction
R-0427 | P-0371 | Rebuild Sorenson - Desoto 345 kV Line |  | AEP | Engineering, design, and routing | 2025-01-01 | Rebuild |  | 345 | 345 |  | 0 | 2027 | [6 empty] | Sorenson | Desoto | Sorenson, Desoto | Indiana | IN | PJM | PJM |  |  | 51.5 | Reported | https://www.pjm.com/planning/m/project-construction
R-0428 | P-0372 | Rebuild Spruce to Eastside Double Circuit |  | CPS Energy | Planning | 2024-12-18 | Rebuild |  | 345 | 345 |  | 0 | 2029 | [6 empty] | Calaveras 345 Switchyard (Spruce) | Eastside | Calaveras 345 Switchyard (Spruce), Eastside | Texas | TX | ERCOT | ERCOT |  |  | 8 | Estimated | https://www.ercot.com/gridinfo/planning
R-0429 | P-0373 | Rebuild Spruce to Pawnee into a double circuit |  | CPS Energy | Planning | 2024-12-18 | Upgrade |  | 345 | 345 |  | 0 | 2028 | [6 empty] | Calaveras 345 Switchyard (Spruce) | Pawnee | Calaveras 345 Switchyard (Spruce), Pawnee | Texas | TX | ERCOT | ERCOT |  |  | 46 | Estimated | https://www.ercot.com/gridinfo/planning
R-0430 | P-0374 | Rebuild Stonewall - Millville 138 kV with 500 kV Overbuild |  | APS | Engineering, design, and routing | 2025-01-01 | Rebuild |  | 500 | 500 |  | 0 | 2030 | [6 empty] | Stonewall | Millville | Stonewall, Millville | Virginia, West Virginia | VA, WV | PJM | PJM |  |  | 15 | Reported | https://www.pjm.com/planning/m/project-construction
R-0431 | P-0375 | Rebuild Thelma - Lakeview 230 kV Line |  | Dominion Energy | Engineering, design, and routing | 2025-08-14 | Rebuild |  | 230 | 230 |  | 0 | 2029 | [6 empty] | Thelma | Lakeview | Thelma, Lakeview | North Carolina | NC | PJM | PJM |  |  | 9 | Estimated | https://www.pjm.com/planning/m/project-construction
R-0432 | P-0376 | Rebuild Whitpain - Buxmont 230 kV Line |  | PPL Electric Utilities | Engineering, design, and routing | 2025-01-01 | Rebuild |  | 230 | 230 |  | 0 | 2027 | [6 empty] | Whitpain | Buxmont | Whitpain, Buxmont | Pennsylvania | PA | PJM | PJM |  |  | 17 | Estimated | https://www.pjm.com/planning/m/project-construction
R-0433 | P-0377 | Rebuild/Reconductor Olive - University Park 345 kV |  | Commonwealth Edison | Planning | 2025-01-01 | Rebuild; Reconductor |  | 345 | 345 |  | 0 | [7 empty] | Olive | University Park North | Olive, University Park North | Illinois, Indiana | IL, IN | PJM, MISO | PJM |  |  | 73 | Estimated | https://www.pjm.com/planning/m/project-construction
R-0434 | P-0378 | Reconductor Batavia - Riverside 230 kV Line |  | Baltimore Gas and Electric Company (BGE) | Engineering, design, and routing | 2025-01-01 | Reconductor |  | 230 | 230 |  | 0 | 2027 | [6 empty] | Batavia | Riverside | Batavia, Riverside | Maryland | MD | PJM | PJM |  |  | 6 | Estimated | https://www.pjm.com/planning/m/project-construction
R-0435 | P-0379 | Reconductor Brambleton - Evergreen Mills 230 kV Line #2172 |  | Dominion Energy | Construction | 2025-08-14 | Reconductor |  | 230 | 230 |  | 0 | 2026 | [6 empty] | Brambleton | Evergreen Mills | Brambleton, Evergreen Mills | Virginia | VA | PJM | PJM |  |  | 2.3 | Estimated | https://www.pjm.com/planning/m/project-construction
R-0436 | P-0380 | Reconductor Brambleton - Evergreen Mills 230 kV Line #2210 |  | Dominion Energy | Construction | 2025-08-14 | Reconductor |  | 230 | 230 |  | 0 | 2026 | [6 empty] | Brambleton | Evergreen Mills | Brambleton, Evergreen Mills | Virginia | VA | PJM | PJM |  |  | 2.3 | Estimated | https://www.pjm.com/planning/m/project-construction
R-0437 | P-0381 | Reconductor Cabin Run to Yardley Ridge 230 kV Line |  | Dominion Energy | Construction | 2025-08-14 | Reconductor |  | 230 | 230 |  | 0 | 2026 | [6 empty] | Cabin Run | Yardley Ridge | Cabin Run, Yardley Ridge | Virginia | VA | PJM | PJM |  |  | 1.5 | Estimated | https://www.pjm.com/planning/m/project-construction
R-0438 | P-0382 | Reconductor Carson - Poe 230 kV Line |  | Dominion Energy | Engineering, design, and routing | 2025-08-14 | Reconductor |  | 230 | 230 |  | 0 | 2029 | [6 empty] | Carson | Poe | Carson, Poe | Virginia | VA | PJM | PJM |  |  | 13 | Estimated | https://www.pjm.com/planning/m/project-construction
R-0439 | P-0383 | Reconductor Cherry Valley - Garden Prairie 345 kV Line |  | Commonwealth Edison, AEP | Planning | 2025-01-01 | Reconductor |  | 345 | 345 |  | 0 | [7 empty] | Cherry Valley | Garden Prairie | Cherry Valley, Garden Prairie | Illinois | IL | PJM | PJM |  |  | 17 | Estimated | https://www.pjm.com/planning/m/project-construction
R-0440 | P-0384 | Reconductor Chesterfield - Tyler 230 kV Line |  | Dominion Energy | Engineering, design, and routing | 2025-08-14 | Reconductor |  | 230 | 230 |  | 0 | 2029 | [6 empty] | Chesterfield | Tyler | Chesterfield, Tyler | Virginia | VA | PJM | PJM |  |  | 2.5 | Estimated | https://www.pjm.com/planning/m/project-construction | https://www.dominionenergy.com/projects-and-facilities/electric-projects/power-line-projects/chesterfield-tyler
R-0441 | P-0385 | Reconductor Conastone - Northwest 230 kV Lines |  | Baltimore Gas and Electric Company (BGE) | Engineering, design, and routing | 2025-01-01 | Reconductor |  | 230 | 230 |  | 0 | 2027 | [6 empty] | Conastone | Northwest (MD) | Conastone, Northwest | Maryland | MD | PJM | PJM |  |  | 49 | Estimated | https://www.pjm.com/planning/m/project-construction
R-0442 | P-0386 | Reconductor Delevan - Cortina 230 kV Line |  | Pacific Gas and Electric Company (PG&E) | Planning | 2024-05-23 | Reconductor |  | 230 | 230 |  | 0 | 2028 | [6 empty] | Delevan | Cortina | Delevan, Cortina | California | CA | CAISO | CAISO |  |  | 18 | Estimated | https://www.caiso.com/documents/iso-board-approved-2023-2024-transmission-plan.pdf
R-0443 | P-0387 | Reconductor East Frankfort - Crete 345 kV Line |  | Commonwealth Edison | Planning | 2025-01-01 | Reconductor |  | 345 | 345 |  | 0 | [7 empty] | East Frankfort | Crete Energy Venture LLC | East Frankfort, Crete Energy Venture LLC | Illinois | IL | PJM | PJM |  |  | 13 | Estimated | https://www.pjm.com/planning/m/project-construction
R-0444 | P-0388 | Reconductor Elwood - Goodings Grove 345 kV Line |  | Commonwealth Edison | On hold | 2025-01-01 | Reconductor |  | 345 | 345 |  | 0 | 2028 | [6 empty] | Elwood | Goodings Grove | Elwood, Goodings Grove | Illinois | IL | PJM | PJM |  |  | 19 | Estimated | https://www.pjm.com/planning/m/project-construction
R-0445 | P-0389 | Reconductor Garden Prairie - Silver Lake 345 kV Line |  | Commonwealth Edison, AEP | Planning | 2025-01-01 | Reconductor |  | 345 | 345 |  | 0 | [7 empty] | Garden Prairie | Silver Lake | Garden Prairie, Silver Lake | Illinois | IL | PJM | PJM |  |  | 26.7 | Reported | https://www.pjm.com/planning/m/project-construction
R-0446 | P-0390 | Reconductor Keeney to Steele 230 kV |  | Delmarva Power & Light Company | Planning | 2025-01-01 | Reconductor |  | 230 | 230 |  | 0 | [7 empty] | Keeney | Steele | Keeney, Steele | Delaware, Maryland | DE, MD | PJM | PJM |  |  | 57 | Estimated | https://www.pjm.com/planning/m/project-construction
R-0447 | P-0391 | Reconductor Kilmer - Lake Nelson 230 kV Line |  | Jersey Central Power & Light | Engineering, design, and routing | 2025-01-01 | Reconductor |  | 230 | 230 |  | 0 | 2029 | [6 empty] | Kilner | Lake Nelson | Kilner, Lake Nelson | New Jersey | NJ | PJM | PJM |  |  | 2 | Estimated | https://www.pjm.com/planning/m/project-construction
R-0448 | P-0392 | Reconductor Lake Nelson - Middlesex 230 kV Line |  | Jersey Central Power & Light | Engineering, design, and routing | 2025-01-01 | Reconductor |  | 230 | 230 |  | 0 | 2029 | [6 empty] | Lake Nelson | Middlesex | Lake Nelson, Middlesex | New Jersey | NJ | PJM | PJM |  |  | 0.8 | Estimated | https://www.pjm.com/planning/m/project-construction
R-0449 | P-0393 | Reconductor Lee County - Byron 345 kV Line |  | Commonwealth Edison, AEP | Planning | 2025-01-01 | Reconductor |  | 345 | 345 |  | 0 | [7 empty] | Easy Road/ Lee Energy Facility | Byron | Easy Road/ Lee Energy Facility, Byron | Illinois | IL | PJM | PJM |  |  | 20 | Estimated | https://www.pjm.com/planning/m/project-construction
R-0450 | P-0394 | Reconductor Liberty - Railroad DP 230 kV Line |  | Dominion Energy | Engineering, design, and routing | 2025-01-01 | Reconductor |  | 230 | 230 |  | 0 | 2026 | [6 empty] | Liberty | Railroad DP | Liberty, Railroad DP | Virginia | VA | PJM | PJM |  |  | 0.4 | Estimated | https://www.pjm.com/planning/m/project-construction
R-0451 | P-0395 | Reconductor Lugo - Victor 230 kV |  | Southern California Edison | Planning | 2024-05-23 | Reconductor |  | 230 | 230 |  | 0 | 2028 | [6 empty] | Lugo | Victor | Lugo, Victor | California | CA | CAISO | CAISO |  |  | 11 | Estimated | https://www.caiso.com/documents/iso-board-approved-2023-2024-transmission-plan.pdf
R-0452 | P-0396 | Reconductor Metuchen - New Dover 230 kV |  | PSEG | Planning | 2025-01-01 | Reconductor |  | 230 | 230 |  | 0 | [7 empty] | Metuchen | New Dover | Metuchen, New Dover | New Jersey | NJ | PJM | PJM |  |  | 3.9 | Estimated | https://www.pjm.com/planning/m/project-construction
R-0453 | P-0397 | Reconductor Nelson - Cordova 345 kV Line |  | Commonwealth Edison | Planning | 2025-01-01 | Reconductor |  | 345 | 345 |  | 0 | [7 empty] | Nelson | Cordova Energy | Nelson, Cordova Energy | Illinois | IL | PJM | PJM |  |  | 40 | Reported | https://www.pjm.com/planning/m/project-construction
R-0454 | P-0398 | Reconductor Nelson - Lee County 345 kV Line |  | Commonwealth Edison | Planning | 2025-01-01 | Reconductor |  | 345 | 345 |  | 0 | [7 empty] | Nelson | Easy Road/ Lee Energy Facility | Nelson, Easy Road/ Lee Energy Facility | Illinois | IL | PJM | PJM |  |  | 13 | Estimated | https://www.pjm.com/planning/m/project-construction
R-0455 | P-0399 | Reconductor or Rebuild Benton Harbor - Segreto 345 kV |  | AEP | Planning | 2025-01-01 | Rebuild; Reconductor |  | 345 | 345 |  | 0 | [7 empty] | Benton Harbor | Segreto | Benton Harbor, Segreto | Michigan | MI | PJM | PJM |  |  | 9 | Estimated | https://www.pjm.com/planning/m/project-construction
R-0456 | P-0400 | Reconductor Paragon Park - BECO 230 kV Line |  | Dominion Energy | Engineering, design, and routing | 2025-01-01 | Reconductor |  | 230 | 230 |  | 0 | 2027 | [6 empty] | Paragon Park | BECO | Paragon Park, BECO | Virginia | VA | PJM | PJM |  |  | 1 | Estimated | https://www.pjm.com/planning/m/project-construction
R-0457 | P-0401 | Reconductor Pioneer - Liberty 230 kV |  | Dominion Energy | Engineering, design, and routing | 2025-01-01 | Reconductor |  | 230 | 230 |  | 0 | 2026 | [6 empty] | Pioneer | Liberty | Pioneer, Liberty | Virginia | VA | PJM | PJM |  |  | 2.2 | Estimated | https://www.pjm.com/planning/m/project-construction
R-0458 | P-0402 | Reconductor Poe - Prince George Line to 230 kV |  | Dominion Energy | Engineering, design, and routing | 2025-08-14 | Upgrade |  | 230 | 230 |  | 0 | 2029 | [6 empty] | Poe | Prince George | Poe, Prince George | Virginia | VA | PJM | PJM |  |  | 6 | Estimated | https://www.pjm.com/planning/m/project-construction
R-0459 | P-0403 | Reconductor Railroad DP - Gainesville 230 kV Line |  | Dominion Energy | Engineering, design, and routing | 2025-01-01 | Reconductor |  | 230 | 230 |  | 0 | 2026 | [6 empty] | Railroad DP | Gainesville | Railroad DP, Gainesville | Virginia | VA | PJM | PJM |  |  | 2.2 | Estimated | https://www.pjm.com/planning/m/project-construction
R-0460 | P-0404 | Reconductor Raritan River - Kilmer 230 kV Line |  | Jersey Central Power & Light | Engineering, design, and routing | 2025-01-01 | Reconductor |  | 230 | 230 |  | 0 | 2029 | [6 empty] | Sayreville (Raritan River) | Kilmer | Sayreville (Raritan River), Kilmer | New Jersey | NJ | PJM | PJM |  |  | 6 | Estimated | https://www.pjm.com/planning/m/project-construction
R-0461 | P-0405 | Reconductor Red Oak - Raritan River A and B 230 kV Lines |  | Jersey Central Power & Light | Engineering, design, and routing | 2025-01-01 | Reconductor |  | 230 | 230 |  | 0 | 2029 | [6 empty] | Red Oak Station | Sayreville (Raritan River) | Red Oak Station, Sayreville (Raritan River) | New Jersey | NJ | PJM | PJM |  |  | 5 | Estimated | https://www.pjm.com/planning/m/project-construction
R-0462 | P-0406 | Reconductor Remington CT - Elk Run - Gainesville 230 kV Line |  | Dominion Energy | Construction | 2025-01-01 | Reconductor |  | 230 | 230 |  | 0 | 2025 | [6 empty] | Remington CT | Gainesville | Remington CT, Elk Run, Gainesville | Virginia | VA | PJM | PJM |  |  | 24.2 | Reported | https://www.pjm.com/planning/m/project-construction
R-0463 | P-0407 | Reconductor Stuart - Spurlock 345 kV Line |  | East Kentucky Power Cooperative | Planning | 2025-01-01 | Reconductor |  | 345 | 345 |  | 0 | [7 empty] | Stuart | Spurlock | Stuart, Spurlock | Kentucky, Ohio | KY, OH | PJM | PJM |  |  | 11 | Estimated | https://www.pjm.com/planning/m/project-construction
R-0464 | P-0408 | Reconductor Tyler - Poe 230 kV Line |  | Dominion Energy | Engineering, design, and routing | 2025-08-14 | Reconductor |  | 230 | 230 |  | 0 | 2029 | [6 empty] | Tyler | Poe | Tyler, Poe | Virginia | VA | PJM | PJM |  |  | 17 | Estimated | https://www.pjm.com/planning/m/project-construction
R-0465 | P-0409 | Reconductor Vernon - Northfield 345kV |  | Vermont Electric Power Company | Planning | 2024-10-01 | Reconductor |  | 345 | 345 |  | 0 | 2027 | [6 empty] | Vernon VT | NA | Vernon VT | New Hampshire, Vermont | NH, VT | ISO-NE | ISO-NE |  |  | 11 | Estimated | https://www.iso-ne.com/system-planning/system-plans-studies/rsp/rsp-project-list-and-the-asset-condition-list
R-0466 | P-0410 | Reconductor Vint Hill - Liberty 230 kV Line |  | Dominion Energy | Engineering, design, and routing | 2025-01-01 | Reconductor |  | 230 | 230 |  | 0 | 2026 | [6 empty] | Vint Hill | Liberty | Vint Hill, Liberty | Virginia | VA | PJM | PJM |  |  | 6 | Estimated | https://www.pjm.com/planning/m/project-construction
R-0467 | P-0411 | Reconductor Warinanco - Aldene 230 kV |  | PSEG | Planning | 2025-01-01 | Reconductor |  | 230 | 230 |  | 0 | [7 empty] | Warinanco | Aldene | Warinanco, Aldene | New Jersey | NJ | PJM | PJM |  |  | 3.1 | Estimated | https://www.pjm.com/planning/m/project-construction
R-0468 | P-0412 | Reconductor Wempleton - Byron 345 kV Line |  | Commonwealth Edison | Planning | 2025-01-01 | Reconductor |  | 345 | 345 |  | 0 | [7 empty] | Wempleton | Byron | Wempleton, Byron | Illinois | IL | PJM | PJM |  |  | 28 | Reported | https://www.pjm.com/planning/m/project-construction
R-0469 | P-0413 | Reconductor/Rebuild Gainesville - Wheeler 230 kV Line |  | Dominion Energy | Engineering, design, and routing | 2025-08-14 | Reconductor |  | 230 | 230 |  | 0 | 2029 | [6 empty] | Gainesville | Wheeler | Gainesville, Trident, Atlantic, Linton Tap, Wheeler | Virginia | VA | PJM | PJM |  |  | 6 | Estimated | https://www.pjm.com/planning/m/project-construction
R-0470 | P-0414 | Red Butte - St. George Upgrade to 345 KV |  | PacifiCorp |  |  | Upgrade | Aboveground | 345 | 345 |  | 0 | [7 empty] | Red Butte | St George | Red Butte, St George | Utah | UT | None (Non-RTO West) |  |  |  | 20 | Estimated | https://www.utah.gov/pmn/files/543665.pdf
R-0471 | P-0415 | Reiter - Tesoro 345 kV Double - Circuit Line |  | Oncor | Planning | 2024-12-18 | New circuit, greenfield |  | 345 | 345 |  | 0 | 2027 | Permitting Underway | CPCN, siting and permitting final decision | 2025-12-08 | Permitting Underway | Permitting Complete |  | Reiter | Tesoro | Reiter, Tesoro | Texas | TX | ERCOT | ERCOT | 23RPG029 |  | 2.9 | Estimated | https://www.oncor.com/content/dam/oncorwww/documents/about-us/transmission-system/current-trasmission-line-projects/reiter-switch-tesoro-switch/Reiter%20Switch%20-%20Tesoro%20Switch%20OnePager.pdf | https://www.ercot.com/gridinfo/planning
R-0472 | P-0416 | Rice - Ringgold 230 kV Line |  | Transource Energy | On hold | 2025-01-01 | New circuit, greenfield |  | 230 | 230 |  | 0 | 2022 | [6 empty] | Rice | Ringgold | Rice, Ringgold | Maryland, Pennsylvania | MD, PA | PJM | PJM |  |  | 23 | Estimated | https://www.pjm.com/planning/m/project-construction
R-0473 | P-0417 | Richmond - Waneeta 230 kV |  | PECO | Engineering, design, and routing | 2025-01-01 | Rebuild |  | 230 | 230 |  | 0 | 2029 | [6 empty] | Richmond | Waneeta | Richmond, Waneeta | Pennsylvania | PA | PJM | PJM |  |  | 2.9 | Estimated | https://www.pjm.com/planning/m/project-construction
R-0474 | P-0418 | RioSol |  | Southwestern Power Group | Permitting | 2026-02-12 | New circuit, greenfield | Aboveground | 500 | 500 | AC | 1600 | 2028 | ROD Issued | CPCN, siting and permitting underway, completed in two states | 2025-12-08 | Record of Decision Issued | Partially Complete |  | Pinal Central | Not specified | Pinal Central | Arizona, New Mexico | AZ, NM | None (Non-RTO West) |  |  |  | 516 | Estimated | https://riosol.energy/#story
R-0475 | P-0419 | Riverside Transmission Reliability Project |  | Southern California Edison, Riverside Public Utilities | Construction | 2025-04-01 | New circuit, greenfield | Mixed | 230 | 230 |  | 0 | 2028 | [6 empty] | Not specified - line interconnection | Wildlife | Wildlife | California | CA | CAISO | CAISO |  |  | 9 | Estimated | https://www.riversideca.gov/utilities/projects/current-projects/electric-projects/riverside-transmission-reliability-project-rtrp | https://www.sce.com/about-us/reliability/upgrading-transmission/riverside
R-0476 | P-0420 | Riverton - Sandlake 138 kV Line Conversion 345 kV and Riverton - Sandlake 138 kV Line |  | Oncor | Planning | 2024-12-18 | Upgrade |  | 345 | 345 |  | 0 | 2026 | [6 empty] | Riverton | Sand Lake | Riverton, Sand Lake | Texas | TX | ERCOT | ERCOT | 24RPG010 |  | 35 | Estimated | https://www.ercot.com/gridinfo/planning
R-0477 | P-0421 | Riverton - Wing River |  | Great River Energy |  |  | Upgrade |  | 230 | 230 |  | 0 | 2024 | [6 empty] | Riverton 230/115 kV | Wing River | Riverton 230/115 kV, Wing River | Minnesota | MN | MISO | MISO | MTEP22 |  | 49 | Estimated | https://www.misoenergy.org/planning/transmission-planning/mtep/#t=10&p=0&s=&sd=
R-0478 | P-0422 | Roanoke Area Upgrades |  | Oncor | Planning | 2024-12-18 | New circuit, greenfield |  | 345 | 345 |  | 0 | 2025 | Permitting Underway | CPCN, siting and permitting final decision | 2025-12-08 | Permitting Underway | Permitting Complete |  | Ramhorn Hill | Dunham | Ramhorn Hill, Dunham | Texas | TX | ERCOT | ERCOT | 21RPG008 |  | 16 | Estimated | https://www.ercot.com/files/docs/2022/08/08/8.2%20Roanoke%20Area%20Upgrades%20RPG%20Project.pdf | https://www.ercot.com/gridinfo/planning
R-0479 | P-0423 | Robinson Plant - Rockingham Line Upgrade |  | Duke Energy | Permitting | 2025-02-06 | Upgrade |  | 230 | 230 |  | 0 | 2026 | [6 empty] | Rockingham | Tap148313 | Rockingham, Tap148313 | North Carolina, South Carolina | NC, SC | None (Southeast) |  |  |  | 17 | Reported | https://www.duke-energy.com/-/media/pdfs/our-company/231478-robinson-rockingham-230-line-property-map.pdf?rev=e217778ec22b477ea7cbb7f478888d4c
R-0480 | P-0424 | Rock Creek - John Day 500 kV Line Upgrade |  | Bonneville Power Administration | Planning | 2024-12-10 | Reconductor | Aboveground | 500 | 500 |  | 0 | 2030 | Not started | Not started | 2025-12-10 | Not started | Not started |  | Rock Creek | John Day 2 | Rock Creek, John Day 2 | Oregon, Washington | OR, WA | None (Non-RTO West) | Bonneville Power Administration |  | Evolving Grid Projects (EGP) 1.0 | 14 | Estimated | https://www.bpa.gov/-/media/Aep/transmission/evolving-grid/evolving-grid-project-summaries.pdf
R-0481 | P-0425 | Rockhound - Connell 345 kV Double - Circuit Line |  | Oncor | Planning | 2024-12-18 | New circuit, greenfield |  | 345 | 345 |  | 0 | 2026 | Not started | CPCN, siting and permitting underway | 2025-12-10 | Not started | Permitting Underway |  | Rockhound | Connell | Rockhound, Connell | Texas | TX | ERCOT | ERCOT |  |  | 11 | Estimated | https://www.ercot.com/gridinfo/planning
R-0482 | P-0426 | Rockhound - Midland East 345 kV Line Rebuild |  | Oncor | Planning | 2024-12-18 | Rebuild; New circuit, existing ROW |  | 345 | 345 |  | 0 | 2028 | Not started | Not started | 2025-12-10 | Not started | Not started |  | Rockhound | Midland East | Rockhound, Midland East | Texas | TX | ERCOT | ERCOT | 23RPG029 |  | 8 | Estimated | https://www.ercot.com/gridinfo/planning
R-0483 | P-0427 | Rocky Mount Rebuild |  | Dominion Energy | Complete | 2025-02-06 | Rebuild |  | 230 | 230 |  | 0 | 2024 | [6 empty] | Hathaway | NA - line continues | Hathaway | North Carolina | NC | PJM |  |  |  | 3.9 | Reported | https://www.dominionenergy.com/projects-and-facilities/electric-projects/power-line-projects/rocky-mount
R-0484 | P-0428 | Ross - Rivergate 230 kV Line Upgrade |  | Bonneville Power Administration | Planning | 2024-12-10 | Reconductor | Aboveground | 230 | 230 |  | 0 | 2029 | Not started | Not started | 2025-12-10 | Not started | Not started |  | Ross | Rivergate | Ross, Rivergate | Oregon, Washington | OR, WA | None (Non-RTO West) | Bonneville Power Administration |  | Evolving Grid Projects (EGP) 1.0 | 8 | Estimated | https://www.bpa.gov/-/media/Aep/transmission/evolving-grid/EGP-10-Project-Summaries.pdf
R-0485 | P-0429 | Ross Praire to Shaw Transmission Project |  | Duke Energy | Engineering, design, and routing | 2025-04-01 | New circuit, greenfield |  | 230 | 230 |  | 0 | 2026 | [6 empty] | Ross Prairie | Red Oak Electric / Shaw | Ross Prairie, Red Oak Electric / Shaw | Florida | FL | None (Southeast) |  |  |  | 19 | Reported | https://www.duke-energy.com/our-company/about-us/electric-transmission-projects/ross-prairie-to-shaw
R-0486 | P-0430 | Roundup to Kummer Ridge 345 kV Line |  | Basin Electric Power Cooperative | Complete | 2025-02-12 | New circuit, greenfield |  | 345 | 345 |  | 0 | 2024 | Final EIS/EIA | CPCN, siting and permitting underway | 2025-12-08 | Permitting Underway | Permitting Underway |  | Roundup | Kummer Ridge | Roundup, Kummer Ridge | North Dakota | ND | SPP, MISO |  |  |  | 29 | Estimated | https://www.basinelectric.com/about-us/transmission/Roundup-Kummer-Ridge-transmission-line
R-0487 | P-0327 | R-Project |  | Nebraska Public Power District | On hold | 2025-05-20 | New circuit, greenfield | Aboveground | 345 | 345 |  | 0 | 2027 | Draft EIS/EIA | N/A | 2025-12-10 | Permitting Underway | Not required | Gentleman - Cherry Co. - Holt Co. 345 kV | Gentleman | Holt County | Gentleman, Thedford, Holt County | Nebraska | NE | SPP | SPP |  |  | 227 | Reported | https://rproject.nppd.com/
R-0488 | P-0431 | Rusk to Panola |  | Garland Power & Light |  |  | New circuit, greenfield |  | 345 | 345 |  | 0 | 0 | N/A | CPCN, siting and permitting underway | 2025-12-08 | Not required | Permitting Underway |  | Rusk | Panola | Rusk, Panola | Texas | TX | MISO, SPP, ERCOT |  |  |  | 37 | Reported | https://www.power-grid.com/executive-insight/garland-power-light-transmission-line-moves-forward-in-texas/
R-0489 | P-0432 | Ruther Glen 230 kV Electric Transmission Project\ |  | Dominion Energy | Permitting | 2025-02-06 | New circuit, greenfield |  | 230 | 230 |  | 0 | 2027 | [6 empty] | Ruther Glen | NA - none | Ruther Glen | Virginia | VA | PJM |  |  |  | 4 | Estimated | https://www.dominionenergy.com/projects-and-facilities/electric-projects/power-line-projects/carmel-church-ruther-glen
R-0490 | P-0433 | San Bernardino - Etiwanda 230 kV Upgrade |  | Southern California Edison | Planning | 2024-05-23 | Upgrade |  | 230 | 230 |  | 0 | 2031 | [6 empty] | San Bernardino | Etiwanda | Etiwanda | California | CA | CAISO | CAISO |  |  | 23 | Estimated | https://www.caiso.com/documents/iso-board-approved-2023-2024-transmission-plan.pdf
R-0491 | P-0434 | San Bernardino - Vista 230 kV Upgrade |  | Southern California Edison | Planning | 2024-05-23 | Upgrade |  | 230 | 230 |  | 0 | 2028 | [6 empty] | San Bernardino | Rancho Vista | San Bernardino, Rancho Vista | California | CA | CAISO | CAISO |  |  | 24 | Estimated | https://www.caiso.com/documents/iso-board-approved-2023-2024-transmission-plan.pdf
R-0492 | P-0435 | San Miguel to Cruce 345 kV lines |  | South Texas Electric Cooperative | Planning | 2024-12-18 | New circuit, greenfield |  | 345 | 345 |  | 0 | 2033 | Permitting Underway | CPCN, siting and permitting final decision | 2025-12-08 | Permitting Underway | Permitting Complete |  | San Miguel | Cruce | San Miguel, Cruce | Texas | TX | ERCOT | ERCOT | 21RPG017 |  | 99 | Estimated | https://www.ercot.com/gridinfo/planning
R-0493 | P-0436 | Schahfer - St. John |  | Northern Indiana Public Service Company |  |  | New circuit, greenfield |  | 345 | 345 |  | 0 | 2025 | N/A | N/A | 2025-12-10 | Not required | Not required |  | Schahfer | St. John | Schahfer, St. John | Indiana | IN | MISO | MISO | MTEP23 |  | 25 | Estimated | https://www.misoenergy.org/planning/transmission-planning/mtep/#t=10&p=0&s=&sd=
R-0494 | P-0437 | Schultz - Olympia 500KV |  | Bonneville Power Administration | Planning | 2025-09-24 | Upgrade |  | 500 | 500 |  | 0 |  | Not started | Not started | 2025-12-10 | Not started | Not started |  | Schultz | Olympia | Schultz, Olympia | Washington | WA | None (Non-RTO West) | Bonneville Power Administration |  | Evolving Grid Projects (EGP) 2.0 | 130 | Estimated | https://www.bpa.gov/-/media/Aep/transmission/evolving-grid/EGP-20-Public-Workshop-17-Oct-2024.pdf
R-0495 | P-0438 | Schultz - Raver 500 kV Line Upgrade |  | Bonneville Power Administration | Planning | 2024-12-10 | Reconductor | Aboveground | 500 | 500 |  | 0 | 2031 | Not started | Not started | 2025-12-10 | Not started | Not started |  | Schultz | Raver | Schultz, Raver | Washington | WA | None (Non-RTO West) | Bonneville Power Administration |  | Evolving Grid Projects (EGP) 1.0 | 78 | Estimated | https://www.bpa.gov/-/media/Aep/transmission/evolving-grid/EGP-10-Project-Summaries.pdf
R-0496 | P-0439 | Serrano - Alberhill - Valley 500 kV Upgrade |  | Azusa Light & Power | Planning | 2024-05-23 | Upgrade |  | 500 | 500 |  | 0 | 2028 | [6 empty] | Serrano | Valley (CA) | Serrano, Valley | California | CA | CAISO | CAISO |  |  | 40 | Estimated | https://www.caiso.com/documents/iso-board-approved-2023-2024-transmission-plan.pdf
R-0497 | P-0440 | Serrano - Del Amo - Mesa 500 kV Transmission Reinforcement |  | Southern California Edison | Planning | 2024-05-23 | New circuit, greenfield |  | 500 | 500 |  | 0 | 2033 | Not started | Not started | 2025-12-10 | Not started | Not started |  | Del Amo | Serrano | Del Amo, Mesa, Serrano | California | CA | CAISO | CAISO |  |  | 36 | Estimated | https://www.caiso.com/documents/iso-board-approved-2023-2024-transmission-plan.pdf
R-0498 | P-0441 | Serrano - SONGS 230 kV Rebuild |  | Southern California Edison | Planning | 2024-05-23 | Rebuild |  | 230 | 230 |  | 0 | 2027 | [6 empty] | Serrano | San Ofre Nuclear Power Plant (SONGS) | Serrano, San Ofre Nuclear Power Plant (SONGS) | California | CA | CAISO | CAISO |  |  | 40 | Estimated | https://www.caiso.com/documents/iso-board-approved-2023-2024-transmission-plan.pdf
R-0499 | P-0442 | SETEX Area Reliability Project |  | Entergy |  |  | New circuit, greenfield |  | 500 | 500 |  | 0 |  | Permitting Underway | CPCN, siting and permitting final decision | 2025-12-08 | Permitting Underway | Permitting Complete | 27943-Babel-Running Bear | Babel | Running Bear | Babel, Running Bear | Texas | TX | MISO, ERCOT | MISO | MTEP23 |  | 127 | Estimated | https://www.entergy-texas.com/transmission/setex/ | https://www.misoenergy.org/planning/transmission-planning/mtep/#t=10&p=0&s=&sd=
R-0500 | P-0443 | Skunk River - Ipava |  | Ameren Illinois | Permitting | 2025-12-02 | New circuit, greenfield | Aboveground | 345 | 345 |  | 0 | 2029 | Permitting Underway | CPCN, siting and permitting underway, completed in one state | 2025-12-08 | Permitting Underway | Partially Complete | LRTP 13: Coddington - Ipava | Skunk River | Ipava | Skunk River, Ipava | Illinois, Iowa | IA, IL | MISO | MISO | MTEP21 | LRTP Tranche 1 | 82 | Estimated | https://www.misoenergy.org/planning/transmission-planning/mtep/#t=10&p=0&s=&sd=
R-0501 | P-0444 | S-Line Upgrade Project |  | Citizens Energy | Construction | 2021-12-09 | Rebuild |  | 230 | 230 |  | 0 | 2023 | [6 empty] | Imperial Valley | El Centro | Imperial Valley, El Centro | California | CA | CAISO | CAISO |  |  | 18 | Estimated | https://citizensenergy.com/pressrelease/citizens-energy-iid-break-ground-on-s-line-upgrade-project/ | https://www.caiso.com/documents/iso-board-approved-2023-2024-transmission-plan.pdf
R-0502 | P-0445 | Smart Path (Rebuild) |  | The New York Power Authority (NYPA) | Complete | 2023-06-20 | Rebuild | Aboveground | 230 | 345 |  | 0 | 2023 | [6 empty] | Moses (St. Lawrence - FDR) | Adirondack | Moses (St. Lawrence - FDR), Adirondack | New York | NY | NYISO | NYISO |  |  | 84 | Estimated | https://www.nypa.gov/-/media/nypa/documents/document-library/transmission/projects-smartpath/smartpath-faq.pdf
R-0503 | P-0446 | Smart Path Connect | Rector Road/Chases Lake - Austin Road | The New York Power Authority (NYPA), National Grid | Construction | 2025-10-14 | New circuit, greenfield | Aboveground | 230 | 230 |  | 0 | 2025 | Permitting Complete | CPCN, siting and permitting final decision | 2025-12-08 | Complete | Permitting Complete |  | Chases Lake | Austin Road | Chases Lake, Austin Road | New York | NY | NYISO | NYISO |  |  | 0.5 | Estimated | https://www.nypa.gov/power/transmission/transmission-projects/smart-path-connect
R-0504 | P-0446 | Smart Path Connect | Haverstock - Willis | The New York Power Authority (NYPA), National Grid | Construction | 2025-10-14 | Rebuild | Aboveground | 345 | 345 |  | 0 | 2025 | Permitting Complete | CPCN, siting and permitting final decision | 2025-12-08 | Complete | Permitting Complete |  | Haverstock | Willis | Haverstock, Willis | New York | NY | NYISO | NYISO |  |  | 35 | Estimated | https://www.nypa.gov/power/transmission/transmission-projects/smart-path-connect
R-0505 | P-0446 | Smart Path Connect | Willis - Ryan - Plattsburgh line | The New York Power Authority (NYPA), National Grid | Construction | 2025-10-14 | Rebuild | Aboveground | 230 | 230 |  | 0 | 2025 | Permitting Complete | CPCN, siting and permitting final decision | 2025-12-08 | Complete | Permitting Complete |  | Willis | Ryan | Willis, Ryan | New York | NY | NYISO | NYISO |  |  | 11 | Estimated | https://www.nypa.gov/power/transmission/transmission-projects/smart-path-connect
R-0506 | P-0446 | Smart Path Connect | Willis - Patnode | The New York Power Authority (NYPA), National Grid | Construction | 2025-10-14 | Rebuild | Aboveground | 230 | 230 |  | 0 | 2025 | Permitting Complete | CPCN, siting and permitting final decision | 2025-12-08 | Complete | Permitting Complete |  | Willis | Patnode | Willis, Patnode | New York | NY | NYISO | NYISO |  |  | 9 | Estimated | https://www.nypa.gov/power/transmission/transmission-projects/smart-path-connect
R-0507 | P-0446 | Smart Path Connect | Moses- Haverstock | The New York Power Authority (NYPA), National Grid | Construction | 2025-10-14 | Rebuild | Aboveground | 230 | 230 |  | 0 | 2025 | Permitting Complete | CPCN, siting and permitting final decision | 2025-12-08 | Complete | Permitting Complete |  | Moses (St. Lawrence - FDR) | Haverstock | Moses (St. Lawrence - FDR), Haverstock | New York | NY | NYISO | NYISO |  |  | 2.2 | Estimated | https://www.nypa.gov/power/transmission/transmission-projects/smart-path-connect
R-0508 | P-0446 | Smart Path Connect | Haverstock - Adirondack | The New York Power Authority (NYPA), National Grid | Construction | 2025-10-14 | Rebuild | Aboveground | 345 | 345 |  | 0 | 2025 | Permitting Complete | CPCN, siting and permitting final decision | 2025-12-08 | Complete | Permitting Complete |  | Haverstock | Adirondack | Haverstock, Adirondack | New York | NY | NYISO | NYISO |  |  | 0.3 | Estimated | https://www.nypa.gov/power/transmission/transmission-projects/smart-path-connect
R-0509 | P-0446 | Smart Path Connect | Adirondack - Chases Lake - Porter | The New York Power Authority (NYPA), National Grid |  |  | Rebuild; Upgrade | Aboveground | 345 | 345 |  | 0 | 2025 | Permitting Complete | CPCN, siting and permitting final decision | 2025-12-08 | Complete | Permitting Complete |  | Adirondack | Porter | Adirondack, Chases Lake, Porter | New York | NY | NYISO | NYISO |  |  | 55 | Estimated | https://www.nypa.gov/power/transmission/transmission-projects/smart-path-connect
R-0510 | P-0446 | Smart Path Connect | Adirondack - Porter | The New York Power Authority (NYPA), National Grid |  |  | Rebuild; Upgrade | Aboveground | 345 | 345 |  | 0 | 2025 | Permitting Complete | CPCN, siting and permitting final decision | 2025-12-08 | Complete | Permitting Complete |  | Adirondack | Porter | Adirondack, Porter | New York | NY | NYISO | NYISO |  |  | 54 | Estimated | https://www.nypa.gov/power/transmission/transmission-projects/smart-path-connect
R-0511 | P-0446 | Smart Path Connect | Adirondack - Marcy | The New York Power Authority (NYPA), National Grid | Construction | 2025-10-14 | Rebuild; Upgrade | Aboveground | 345 | 345 |  | 0 | 2025 | Permitting Complete | CPCN, siting and permitting final decision | 2025-12-08 | Complete | Permitting Complete |  | Adirondack | Marcy | Adirondack, Marcy | New York | NY | NYISO | NYISO |  |  | 53 | Estimated | https://www.nypa.gov/power/transmission/transmission-projects/smart-path-connect
R-0512 | P-0446 | Smart Path Connect | Adirondack - Austin Road - Edic | The New York Power Authority (NYPA), National Grid | Construction | 2025-10-14 | Rebuild; Upgrade | Aboveground | 345 | 345 |  | 0 | 2025 | Permitting Complete | CPCN, siting and permitting final decision | 2025-12-08 | Complete | Permitting Complete |  | Adirondack | Edic | Adirondack. Austin Road, Edic | New York | NY | NYISO | NYISO |  |  | 54 | Estimated | https://www.nypa.gov/power/transmission/transmission-projects/smart-path-connect
R-0513 | P-0447 | SOO Green HVDC Link |  | Copenhagen Infrastructure Partners, Siemens Energy, Jingoli Power, PPL Corporation | Permitting | 2025-01-28 | New circuit, greenfield | Underground | 525 | 525 | DC | 2000 | 2029 | Permitting Underway | CPCN, siting and permitting underway in one state | 2025-12-08 | Permitting Underway | Permitting Underway |  | Not specified | Not specified |  | Illinois, Iowa, Wisconsin | IA, IL, WI | MISO, PJM |  |  |  | 350 | Reported | https://soogreen.com/
R-0514 | P-0448 | Sooner - Wekiwa 345 kV |  | Transource Oklahoma |  | 2025-07-10 | New circuit, greenfield |  | 345 | 345 |  | 0 | 2026 | Permitting Underway | CPCN, siting and permitting underway | 2025-12-10 | Permitting Underway | Permitting Underway |  | Sooner | Wekiwa | Sooner, Wekiwa | Oklahoma | OK | SPP | SPP | 2019 ITP |  | 50 | Estimated | https://www.spp.org/documents/60937/2019%20itp%20report_v1.0.pdf | https://www.spp.org/spp-documents-filings/?id=18641
R-0515 | P-0449 | South Hill 230 kV Project |  | Dominion Energy | Construction | 2025-02-08 | New circuit, greenfield |  | 230 | 230 |  | 0 | 2025 | [6 empty] | Unity | Raines | Unity, Tunstall, Raines, Evans Creek | Virginia | VA | PJM |  |  |  | 18 | Estimated | https://www.dominionenergy.com/projects-and-facilities/electric-projects/power-line-projects/south-hill
R-0516 | P-0450 | South Orange County Reliability Enhancement (SOCRE) Project |  | San Diego Gas & Electric (SDG&E) | Construction | 2025-03-11 | New circuit, existing ROW | Mixed (mostly aboveground) | 230 | 230 |  | 0 | 2024 | [6 empty] | Capistrano | Talega | Capistrano, Pico, Talega | California | CA | CAISO | CAISO |  |  | 8 | Estimated | https://www.sdge.com/major-projects/major-projects-transmission-south-oc | https://ia.cpuc.ca.gov/environment/info/ene/socre/socre.html
R-0517 | P-0451 | Southern Oaks Reliability Project |  | Duke Energy | Complete | 2025-08-25 | New circuit, greenfield | Aboveground | 230 | 230 |  | 0 | 2024 | [6 empty] | Southern Oaks | NA - Interconnects line | Southern Oaks | Florida | FL | None (Southeast) |  |  |  | 0.6 | Estimated | https://www.duke-energy.com/our-company/about-us/electric-transmission-projects/southern-oaks
R-0518 | P-0452 | Southern Spirit Transmission |  | Pattern Energy | Permitting | 2025-01-27 | New circuit, greenfield |  | 525 | 525 | DC | 3000 | 2032 | Permitting Underway | CPCN, siting and permitting underway in two states | 2025-12-08 | Permitting Underway | Permitting Underway |  | Not specified | Not specified |  | Louisiana, Mississippi | LA, MS | SPP, MISO |  |  |  | 320 | Reported | https://patternenergy.com/projects/southern-spirit-transmission/
R-0519 | P-0453 | Southline Transmission Project | Phase 1 Upgrade | Grid United, Tuscan Electric | Permitting | 2024-09-01 | Upgrade | Aboveground | 230 | 230 |  | 1000 | 2028 | ROD issued | CPCN, siting and permitting underway, completed in one state | 2025-12-08 | Record of Decision Issued | Partially Complete |  | Saguaro | Apache | Saguaro, Tortolita, Rattlesnake, Petrie, Apache | Arizona | AZ | None (Non-RTO West) |  |  |  | 280 | Reported | https://southlinetransmission.com/ | https://eplanning.blm.gov/eplanning-ui/project/83613/510
R-0520 | P-0453 | Southline Transmission Project | Phase 2 New Build | Grid United, Tuscan Electric | Permitting | 2024-09-01 | New circuit, greenfield | Aboveground | 345 | 345 |  | 1000 | 2028 | ROD issued | CPCN, siting and permitting underway, completed in one state | 2025-12-08 | Record of Decision Issued | Partially Complete |  | Hidalgo | Afton | Hidalgo, Afton | New Mexico | NM | None (Non-RTO West) |  |  |  | 114 | Estimated | https://southlinetransmission.com/ | https://eplanning.blm.gov/eplanning-ui/project/83613/510
R-0521 | P-0453 | Southline Transmission Project | Phase 1 New Build | Grid United, Tuscan Electric | Permitting | 2024-09-01 | New circuit, greenfield | Aboveground | 345 | 345 |  | 1000 | 2028 | ROD issued | CPCN, siting and permitting underway, completed in one state | 2025-12-08 | Record of Decision Issued | Partially Complete |  | Apache | Hidalgo | Apache, Hidalgo | Arizona, New Mexico | AZ, NM | None (Non-RTO West) |  |  |  | 106 | Estimated | https://southlinetransmission.com/ | https://eplanning.blm.gov/eplanning-ui/project/83613/510
R-0522 | P-0454 | Southwest Intertie Project (SWIP) North |  | Great Basin Transmission LLC (LS Power) | Permitting | 2026-02-12 | New circuit, greenfield | Aboveground | 500 | 500 |  | 2000 | 2027 | ROD Issued | CPCN, siting and permitting underway, completed in one state | 2026-02-12 | Record of Decision Issued | Permitting Complete |  | Robinson Summit | Midpoint (500kV) | Robinson Summit, Midpoint (500kV) | Idaho, Nevada | ID, NV | None (Non-RTO West) |  |  |  | 281 | Estimated | https://www.energy.gov/sites/default/files/2024-04/042324_GDO_TFP_Fact_Sheet_SWIPN.pdf
R-0523 | P-0455 | Spanish Fork to Mercer Transmission Project |  | PacifiCorp | Permitting | 2024-06-28 | New circuit, greenfield | Aboveground | 345 | 345 |  | 0 | 2027 | Not started | CPCN, siting and permitting underway | 2025-12-10 | Not started | Permitting Underway |  | Spanish Fork | Mercer | Spanish Fork, Mercer | Utah | UT | None (Non-RTO West) |  |  |  | 47 | Estimated | https://www.pacificorp.com/transmission/transmission-projects/spanish-fork-to-mercer.html
R-0524 | P-0456 | Sporn - Mercers Bottom 345 kV Line |  | AEP | Engineering, design, and routing | 2025-01-01 | New circuit, greenfield |  | 345 | 345 |  | 0 | 2024 | [6 empty] | Sporn | Mercers Bottom | Sporn, Mercers Bottom | West Virginia | WV | PJM | PJM |  |  | 25 | Estimated | https://www.pjm.com/planning/m/project-construction
R-0525 | P-0457 | St. Clair - Stephens |  | ITC |  |  | Upgrade | Aboveground | 345 | 345 |  | 0 | 2025 | [6 empty] | St. Clair | Stephens | St. Clair, Stephens | Michigan | MI | MISO | MISO | MTEP19 |  | 33 | Estimated | https://www.misoenergy.org/planning/transmission-planning/mtep/#t=10&p=0&s=&sd=
R-0526 | P-0458 | Staunton - Valley 230 kV Rebuild |  | Dominion Energy | Construction | 2025-02-10 | Rebuild |  | 230 | 230 |  | 0 | 2025 | [6 empty] | Staunton | Valley (VA) | Staunton, West Staunton, Valley | Virginia | VA | PJM |  |  |  | 21.5 | Reported | https://www.dominionenergy.com/projects-and-facilities/electric-projects/power-line-projects/staunton-valley
R-0527 | P-0459 | Sub T (MISO LRTP Tranche 2.1 Addtl Lines) | 345 kV (initial concept) |  |  |  | New circuit, greenfield |  | 345 | 345 |  | 0 |  | Not started | Not started | 2025-12-10 | Not started | Not started |  | Sub T | None specified | Sub T | Iowa | IA | MISO | MISO | MTEP24 | LRTP Tranche 2.1 | 11 | Estimated | https://www.misoenergy.org/planning/transmission-planning/mtep/#t=10&p=0&s=&sd=
R-0528 | P-0460 | SunZia |  | Pattern Energy | Construction | 2025-09-24 | New circuit, greenfield | Aboveground | 525 | 525 | DC | 3000 | 2026 | ROD Issued | CPCN, siting and permitting final decision | 2025-12-08 | Record of Decision Issued | Permitting Complete |  | SunZia East | Pinal Central | SunZia East, SunZia West, Pinal Central | Arizona, New Mexico | AZ, NM | None (Non-RTO West) |  |  |  | 516 | Estimated | https://patternenergy.com/projects/sunzia/ | https://eplanning.blm.gov/eplanning-ui/project/2011785/510
R-0529 | P-0461 | Swan Lake Energy Storage Project |  | Copenhagen Infrastructure Partners | Permitting | 2025-04-01 | New circuit, greenfield |  | 230 | 230 |  | 0 | 2028 | [6 empty] | Swan Lake Project | None specified | Swan Lake Project | Oregon | OR | None (Non-RTO West) |  |  |  | 33 | Reported | https://slenergystorage.com/index.html
R-0530 | P-0462 | Sweatt - Whidden Transmission Line |  | Florida Power & Light | Construction | 2024-11-27 | New circuit, greenfield | Aboveground | 230 | 230 |  | 0 | 2026 | [6 empty] | Sweatt | Whidden | Sweatt. Basinger, Waterway, Dorr Field, Whidden | Florida | FL | None (Southeast) |  |  |  | 81 | Estimated | https://www.fpl.com/reliability/sweatt-whidden.html
R-0531 | P-0463 | Sycamore - Bondurant |  | MidAmerican Energy Company |  |  | Upgrade |  | 345 | 345 |  | 0 | 2023 | [6 empty] | Sycamore | Bondurant | Sycamore, Bondurant | Iowa | IA | MISO | MISO | MTEP22 |  | 9 | Estimated | https://www.misoenergy.org/planning/transmission-planning/mtep/#t=10&p=0&s=&sd=
R-0532 | P-0464 | Sycolin Creek - Golden 230 kV Line |  | Dominion Energy | Engineering, design, and routing | 2025-01-01 | New circuit, greenfield |  | 230 | 230 |  | 0 | 2027 | [6 empty] | Sycolin Creek | Golden | Sycolin Creek, Golden | Virginia | VA | PJM | PJM |  |  | 10 | Estimated | https://www.pjm.com/planning/m/project-construction
R-0533 | P-0465 | Tarboro to Hathaway Rebuild |  | Dominion Energy | Complete | 2025-08-25 | Rebuild | Aboveground | 230 | 230 |  | 0 | 2024 | [6 empty] | Tarboro | Hathaway | Tarboro, Hathaway | North Carolina | NC | PJM |  |  |  | 17 | Reported | https://www.dominionenergy.com/projects-and-facilities/electric-projects/power-line-projects/tarboro-to-hathaway
R-0534 | P-0466 | Ten West Link |  | DCR Transmission |  |  | New circuit, greenfield | Aboveground | 500 | 500 | AC | 3200 | 2024 | Notice to Proceed | CPCN, siting and permitting final decision | 2025-12-08 | Notice to Proceed | Permitting Complete |  | Delaney | Colorado River | Delaney, Colorado River | Arizona, California | AZ, CA | CAISO | CAISO |  |  | 125 | Estimated | https://tenwestlink.com/ | https://eplanning.blm.gov/eplanning-ui/project/59013/510
R-0535 | P-0467 | Tesla - Newark 230 kV Line No. 2 Reconductoring |  | Pacific Gas and Electric Company (PG&E) |  | 2024-05-23 | Reconductor |  | 230 | 230 |  | 0 | 2034 | [6 empty] | Tesla | Newark | Tesla, Newark | California | CA | CAISO | CAISO |  |  | 28 | Estimated | https://www.caiso.com/documents/iso-board-approved-2023-2024-transmission-plan.pdf
R-0536 | P-0468 | Three Corners Connector |  | Grid United | Planning | 2025-12-02 | New circuit, greenfield | Aboveground | 525 | 525 | DC | 3000 | 2028 | Not started | Not started | 2025-12-10 | Not started | Not started |  | Pueblo | Guymon | Pueblo, Guymon | Colorado, Kansas, Oklahoma | CO, KS, OK | SPP | Merchant |  |  | 297 | Estimated | https://threecornersconnector.com/
R-0537 | P-0469 | Tipton West - Cammack Rd SS |  | Duke Energy Indiana |  |  | Upgrade |  | 230 | 230 |  | 0 | 2026 | [6 empty] | Tipton West | Cammack Rd | Tipton West, Cammack Rd | Indiana | IN | MISO | MISO | MTEP22 |  | 12 | Estimated | https://www.misoenergy.org/planning/transmission-planning/mtep/#t=10&p=0&s=&sd=
R-0538 | P-0470 | Tonkawa - Ranger Camp 345 kV Line Rebuild |  | Oncor | Planning | 2024-12-18 | Rebuild; New circuit, existing ROW |  | 345 | 345 |  | 0 | 2027 | Not started | CPCN, siting and permitting underway | 2025-12-10 | Not started | Permitting Underway |  | Tonkawa | Ranger Camp | Tonkawa, Ranger Camp | Texas | TX | ERCOT | ERCOT | 23RPG029 |  | 22 | Estimated | https://www.ercot.com/gridinfo/planning
R-0539 | P-0471 | TransCanyonCrossTie |  | TransCanyon LLC (Berkshire Hathaway, Pinnacle West Capital Corporation) | Permitting | 2025-01-29 | New circuit, greenfield | Aboveground | 500 | 500 | AC | 1500 | 2027 | Final EIS/EIA | CPCN, siting and permitting underway, completed in one state | 2025-12-08 | Permitting Underway | Partially Complete |  | Robinson Summit | Clover (UT) | Robinson Summit, Gonder, Clover | Nevada, Utah | NV, UT | None (Non-RTO West) |  |  |  | 214 | Reported | https://www.transcanyon.com/projects/Cross-Tie-Transmission-Line/default.aspx | https://eplanning.blm.gov/eplanning-ui/project/2018636/510
R-0540 | P-0472 | TransWest Express | 500 AC | The Anschutz Corporation | Construction | 2025-01-28 | New circuit, greenfield | Aboveground | 500 | 500 |  | 4500 | 2029 | ROD Issued | CPCN, siting and permitting underway, completed in two states | 2025-12-08 | Record of Decision Issued | Partially Complete |  | Intermountain | Eldorado | Eldorado, Crystal, Intermountain | Nevada, Utah | NV, UT | None (Non-RTO West) |  |  |  | 330 | Estimated | https://www.transwestexpress.net/ | https://eplanning.blm.gov/eplanning-ui/project/65198/510
R-0541 | P-0472 | TransWest Express | 500 DC | The Anschutz Corporation | Construction | 2025-09-24 | New circuit, greenfield | Aboveground | 500 | 500 |  | 4500 | 2029 | ROD Issued | CPCN, siting and permitting underway, completed in two states | 2025-12-08 | Record of Decision Issued | Partially Complete |  | Intermountain | Wyoming Terminal | Intermountain, Wyoming Terminal | Colorado, Utah, Wyoming | CO, UT, WY | None (Non-RTO West) |  |  |  | 402 | Estimated | https://www.transwestexpress.net/ | https://eplanning.blm.gov/eplanning-ui/project/65198/510
R-0542 | P-0473 | Tributary 230 kV Route Options |  | Dominion Energy | Permitting | 2025-02-08 | New circuit, greenfield |  | 230 | 230 |  | 0 | 2027 | [6 empty] | Tributary | NA - ties in to existing line | Tributary | Virginia | VA | PJM |  |  |  | 4.6 | Estimated | https://www.dominionenergy.com/projects-and-facilities/electric-projects/power-line-projects/tributary
R-0543 | P-0474 | Trinidad - Tri Corner 345 kV Double - Circuit Line |  | Oncor | Planning | 2024-12-18 | Upgrade |  | 345 | 345 |  | 0 | 2026 | [6 empty] | Trinidad | Tri-Corner | Trinidad, Tri-Corner | Texas | TX | ERCOT | ERCOT |  |  | 40 | Estimated | https://www.ercot.com/gridinfo/planning
R-0544 | P-0475 | Tysons - Springhill 230 kV |  | Dominion Energy | Construction | 2025-08-15 | New circuit, existing ROW | Underground | 230 | 230 |  | 0 | 2027 | [6 empty] | Tysons | Springhill | Tysons, Springhill | Virginia | VA | PJM | PJM |  |  | 0.6 | Estimated | https://www.pjm.com/planning/m/project-construction | https://www.dominionenergy.com/projects-and-facilities/electric-projects/power-line-projects/tysons-future-spring-hill
R-0545 | P-0476 | Umatilla-Morrow County Connect Project |  | Umatilla Electric Cooperative | Engineering, design, and routing | 2025-04-08 | New circuit, greenfield |  | 230 | 230 |  | 0 | [6 empty] | Ordinance Switchyard, Highway 730 Switchyard | Ordinance Switchyard | Highway 730 Switchyard | Ordinance Switchyard | Oregon | OR | None (Non-RTO West) |  |  |  | 12 | Estimated | https://www.oregon.gov/energy/facilities-safety/facilities/Pages/UMCC.aspx
R-0546 | P-0477 | Upgrade 345kV Ckt 71 Addicks - White Oak to increase thermal limits |  | CenterPoint Energy | Planning | 2024-12-18 | Upgrade |  | 345 | 345 |  | 0 | 2026 | [6 empty] | Addicks | White Oak (TX) | Addicks, White Oak | Texas | TX | ERCOT, MISO | ERCOT |  |  | 10 | Estimated | https://www.ercot.com/gridinfo/planning
R-0547 | P-0478 | Upgrade Bellaire to Jeanetta Ckt.64B to increase thermal limits |  | CenterPoint Energy | Planning | 2024-12-18 | Upgrade |  | 345 | 345 |  | 0 | 2025 | [6 empty] | Bellaire | Jeanetta | Bellaire, Jeanetta | Texas | TX | ERCOT, MISO | ERCOT |  |  | 6 | Estimated | https://www.ercot.com/gridinfo/planning
R-0548 | P-0479 | Upgrade Bellaire to WA Parish |  | CenterPoint Energy | Planning | 2024-12-18 | Upgrade |  | 345 | 345 |  | 0 | 2025 | [6 empty] | Bellaire | W.A. Parish (138kV) | Bellaire, Parish, W.A. Parish (138kV) | Texas | TX | ERCOT, MISO | ERCOT |  |  | 26 | Estimated | https://www.ercot.com/gridinfo/planning
R-0549 | P-0480 | Upgrade Ckt.99A PH Robinson to Meadow |  | CenterPoint Energy | Planning | 2024-12-18 | Upgrade |  | 345 | 345 |  | 0 | 2025 | [6 empty] | PH Robinson | Meadow | PH Robinson, Meadow | Texas | TX | ERCOT, MISO | ERCOT |  |  | 18 | Estimated | https://www.ercot.com/gridinfo/planning
R-0550 | P-0481 | Upgrade Jeanetta to WA Parish |  | CenterPoint Energy | Planning | 2024-12-18 | Upgrade |  | 345 | 345 |  | 0 | 2025 | [6 empty] | Jeanetta | W.A. Parish (138kV) | Jeanetta, Parish, W.A. Parish (138kV) | Texas | TX | ERCOT, MISO | ERCOT |  |  | 21 | Estimated | https://www.ercot.com/gridinfo/planning
R-0551 | P-0482 | Upgrade Silver Run - Hope Creek 230 kV Line |  | LS Power | Engineering, design, and routing | 2025-01-01 | Upgrade |  | 230 | 230 |  | 0 | 2029 | [6 empty] | Silver Run | Hope Creek | Silver Run, Hope Creek | Delaware, New Jersey | DE, NJ | PJM | PJM |  |  | 5 | Estimated | https://www.pjm.com/planning/m/project-construction
R-0552 | P-0483 | Vasona - Metcalf Limiting Elements Removal |  | Pacific Gas and Electric Company (PG&E) | Planning | 2024-05-23 | Upgrade |  | 230 | 230 |  | 0 | 2025 | [6 empty] | Vasona | Metcalf | Vasona, Metcalf | California | CA | CAISO | CAISO |  |  | 13 | Estimated | https://www.caiso.com/documents/iso-board-approved-2023-2024-transmission-plan.pdf
R-0553 | P-0484 | Vint Hill to Wishing Star 500 kV Line |  | Dominion Energy | Engineering, design, and routing | 2025-01-01 | New circuit, greenfield |  | 500 | 500 |  | 0 | 2030 | Not started | Not started | 2025-12-10 | Not started | Not started |  | Vint Hill | Wishing Star | Vint Hill, Wishing Star | Virginia | VA | PJM | PJM |  |  | 16.6 | Reported | https://www.pjm.com/planning/m/project-construction
R-0554 | P-0485 | Vista - Etiwanda 230 kV Upgrade |  | Southern California Edison | Planning | 2024-05-23 | Upgrade |  | 230 | 230 |  | 0 | 2031 | [6 empty] | Rancho Vista | Etiwanda | Rancho Vista, Etiwanda | California | CA | CAISO | CAISO |  |  | 0.4 | Estimated | https://www.caiso.com/documents/iso-board-approved-2023-2024-transmission-plan.pdf
R-0555 | P-0486 | Vista Trail |  | Lucky Corridor LLC (Ameren Transmission) | Engineering, design, and routing | 2025-01-28 | New circuit, greenfield | Aboveground | 345 | 345 |  | 0 |  | Not started | Not started | 2025-12-10 | Not started | Not started |  | Taos | Springer | Taos, Springer | New Mexico | NM | None (Non-RTO West) |  |  |  | 65 | Reported | http://www.luckycorridor.com/VistaTrailProject.html#info_overview
R-0556 | P-0487 | Waller - Lightfoot - Skiffes Creek |  | Dominion Energy | Complete | 2025-02-11 | Rebuild |  | 230 | 230 |  | 0 | 2023 | [6 empty] | Lightfoot | Skiffes Creek Switching Station | Lightfoot, Waller, Skiffes Creek Switching Station | Virginia | VA | PJM |  |  |  | 12 | Estimated | https://www.dominionenergy.com/projects-and-facilities/electric-projects/power-line-projects/waller-lightfoot
R-0557 | P-0488 | Warnerville - Bellota 230 kV Line Reconductoring |  | Pacific Gas and Electric Company (PG&E) | Planning | 2024-05-23 | Reconductor |  | 230 | 230 |  | 0 | 2024 | [6 empty] | Warnerville | Bellota | Warnerville, Bellota | California | CA | CAISO | CAISO |  |  | 22 | Estimated | https://www.caiso.com/documents/iso-board-approved-2023-2024-transmission-plan.pdf
R-0558 | P-0489 | West Gardner - Craig 345 kV |  | Evergy |  | 2025-07-10 | New circuit, greenfield |  | 345 | 345 |  | 0 | 2025 | Not started | Not started | 2025-12-10 | Not started | Not started |  | NA | Atlantic (KS) | Atlantic | Kansas | KS | SPP | SPP | 2023 ITP |  | 10.3 | Reported | https://www.spp.org/spp-documents-filings/?id=18641
R-0559 | P-0490 | West Shore - Harrisburg 230 kV Line |  | PPL Electric Utilities | Engineering, design, and routing | 2025-01-01 | New circuit, greenfield |  | 230 | 230 |  | 0 | 2033 | [6 empty] | TalenEnergy Martins Creek LLC West Shore | TalenEnergy Martins Creek LLC Harrisburg | TalenEnergy Martins Creek LLC West Shore, TalenEnergy Martins Creek LLC Harrisburg | Pennsylvania | PA | PJM | PJM |  |  | 7 | Estimated | https://www.pjm.com/planning/m/project-construction
R-0561 | P-0492 | Western Wisconsin Transmission Connection | Segment shared by Options 1 and 2 | Xcel Energy | Engineering, design, and routing | 2024-12-05 | New circuit, greenfield | Aboveground | 161 | 345 |  | 0 | 2027 | Not started | CPCN, siting and permitting underway | 2025-12-08 | Not started | Permitting Underway | LRTP 05: Tremval - Eau Claire - Jump River | Tremval | Elk Farm | Tremval, Elk Farm | Wisconsin | WI | MISO | MISO | MTEP21 | LRTP Tranche 1 | 40 | Estimated | https://xcelenergytransmission.com/projects/western-wisconsin-transmission-connection/ | https://psc.wi.gov/Pages/CommissionActions/CasePages/WesternWisconsin.aspx
R-0562 | P-0492 | Western Wisconsin Transmission Connection | Route Option 1 | Xcel Energy | Engineering, design, and routing | 2024-12-05 | New circuit, greenfield | Aboveground | 345 | 345 |  | 0 | 2027 | Not started | CPCN, siting and permitting underway | 2025-12-08 | Not started | Permitting Underway | LRTP 05: Tremval - Eau Claire - Jump River | Elk Farm | Jump River North | Elk Farm, Eau Claire Expansion, Jump River North | Wisconsin | WI | MISO | MISO | MTEP21 | LRTP Tranche 1 | 58 | Estimated | https://xcelenergytransmission.com/projects/western-wisconsin-transmission-connection/ | https://psc.wi.gov/Pages/CommissionActions/CasePages/WesternWisconsin.aspx
R-0563 | P-0492 | Western Wisconsin Transmission Connection | Route Option 2 | Xcel Energy | Engineering, design, and routing | 2024-12-05 | New circuit, greenfield | Aboveground | 345 | 345 |  | 0 | 2027 | Not started | CPCN, siting and permitting underway | 2025-12-08 | Not started | Permitting Underway | LRTP 05: Tremval - Eau Claire - Jump River | Elk Farm | Jump River South | Elk Farm, Jump River | Wisconsin | WI | MISO | MISO | MTEP21 | LRTP Tranche 1 | 41 | Estimated | https://xcelenergytransmission.com/projects/western-wisconsin-transmission-connection/ | https://psc.wi.gov/Pages/CommissionActions/CasePages/WesternWisconsin.aspx
R-0564 | P-0493 | White Oak 230 kV Line |  | Dominion Energy | Construction | 2025-02-08 | New circuit, greenfield |  | 230 | 230 |  | 0 | [7 empty] | White Oak (VA) | NA- ties in to existing line | White Oak | Virginia | VA | PJM |  |  |  | 4.7 | Estimated | https://www.dominionenergy.com/projects-and-facilities/electric-projects/power-line-projects/white-oak
R-0565 | P-0494 | Williston to Bronson Project |  | Duke Energy | Complete | 2025-08-25 | New circuit, greenfield | Aboveground | 230 | 230 |  | 0 | 2024 | [6 empty] | Williston | Bronson | Williston, Bronson | Florida | FL | None (Southeast) |  |  |  | 17 | Reported | https://www.duke-energy.com/our-company/about-us/electric-transmission-projects/williston-north-bronson/williston-bronson-child-1
R-0566 | P-0495 | Willow Glen - Conway - Audubon |  | Entergy |  |  | New circuit, greenfield |  | 230 | 230 |  | 0 | 2027 | [6 empty] | Willow Glen | Audubon | Willow Glen, Conway, Audubon | Louisiana | LA | MISO | MISO | MTEP23 |  | 15 | Estimated | https://www.misoenergy.org/planning/transmission-planning/mtep/#t=10&p=0&s=&sd=
R-0567 | P-0496 | Wilmington Northeast Reliability Project |  | Duke Energy | Construction | 2025-02-10 | New circuit, greenfield |  | 230 | 230 |  | 0 | 2023 | [6 empty] | Porter's Neck | NA - ties in to existing line | Porter's Neck | North Carolina | NC | None (Southeast) |  |  |  | 4.6 | Reported | https://www.duke-energy.com/our-company/about-us/electric-transmission-projects/wilmington-ne-project#:~:text=This%20station%20will%20house%20new,transmission%20line%20will%20be%20constructed.
R-0568 | P-0497 | Wilton - Dumont 765 kV Sag Mitigation |  | Commonwealth Edison | Planning | 2025-01-01 | Upgrade |  | 765 | 765 |  | 0 | [7 empty] | Wilton | Dumont | Wilton, Dumont | Illinois, Indiana | IL, IN | PJM, MISO | PJM |  |  | 90 | Estimated | https://www.pjm.com/planning/m/project-construction
R-0569 | P-0498 | Wise - Bayou Labutte |  | Entergy LA |  |  | New circuit, greenfield |  | 230 | 230 |  | 0 | 2025 | [6 empty] | Wise | Bayou LaButte | Wise, Bayou LaButte | Louisiana | LA | MISO | MISO | MTEP23 |  | 0.8 | Estimated | https://www.misoenergy.org/planning/transmission-planning/mtep/#t=10&p=0&s=&sd=
R-0570 | P-0499 | Wishek - Merricourt |  | Montana-Dakota Utilities Company |  |  | New circuit, greenfield |  | 230 | 230 |  | 0 | 2025 | [6 empty] | Wishek | Merricourt | Wishek, Merricourt | North Dakota | ND | MISO, SPP | MISO | MTEP23 |  | 41 | Estimated | https://www.misoenergy.org/planning/transmission-planning/mtep/#t=10&p=0&s=&sd=
R-0571 | P-0500 | Wishek - Napoleon |  | Montana-Dakota Utilities Company |  |  | New circuit, greenfield |  | 230 | 230 |  | 0 | 2025 | [6 empty] | Wishek | Napoleon | Wishek, Napoleon | North Dakota | ND | MISO, SPP | MISO | MTEP23 |  | 19 | Estimated | https://www.misoenergy.org/planning/transmission-planning/mtep/#t=10&p=0&s=&
R-0572 | P-0501 | Woodbridge - Occoquan Reconductor |  | Dominion Energy | Complete | 2025-02-06 | Reconductor |  | 230 | 230 |  | 0 | 2022 | [6 empty] | Woodbridge | Occoquan | Woodbridge, Occoquan | Virginia | VA | PJM |  |  |  | 4.6 | Reported | https://www.dominionenergy.com/projects-and-facilities/electric-projects/power-line-projects/woodbridge-occoquan
R-0573 | P-0502 | Woodside - Goose Creek 500 kV Line | Greenfield | APS | Engineering, design, and routing | 2025-01-01 | New circuit, greenfield |  | 500 | 500 |  | 0 | 2031 | Not started | Not started | 2025-12-10 | Not started | Not started |  | NA - line continuation | Goose Creek (VA) | Goose Creek | Maryland, Virginia | MD, VA | PJM | PJM |  |  | 15 | Estimated | https://www.pjm.com/planning/m/project-construction
R-0574 | P-0502 | Woodside - Goose Creek 500 kV Line | Existing ROW | APS | Engineering, design, and routing | 2025-01-01 | New circuit, existing ROW |  | 500 | 500 |  | 0 | 2031 | Not started | Not started | 2025-12-10 | Not started | Not started |  | Woodside | NA - line continuation | Woodside | Maryland, Virginia, West Virginia | MD, VA, WV | PJM | PJM |  |  | 31 | Estimated | https://www.pjm.com/planning/m/project-construction
R-0575 | P-0503 | Wyoming Intertie |  | Grid United | Planning | 2025-11-25 | New circuit, greenfield | Aboveground | 500 | 500 | DC | 3000 | 2030 | Not started | Not started | 2025-12-10 | Not started | Not started |  | Aeolus | Laramie River | Aeolus, Laramie River | Wyoming | WY | None | Merchant |  |  | 102 | Estimated | https://wyomingintertie.com/
R-0576 | P-0504 | Yadkin - Fentress Rebuild |  | Dominion Energy | Permitting | 2025-02-06 | Rebuild |  | 500 | 500 |  | 0 | 2026 | [6 empty] | Yadkin | Fentress | Yadkin, Fentress | Virginia | VA | PJM |  |  |  | 14 | Estimated | https://www.dominionenergy.com/projects-and-facilities/electric-projects/power-line-projects/yadkin-fentress
R-0577 | P-0505 | East 13th Steet - Brooklyn Clean Energy Hub 345 kV |  | Con Edison | Planning | 2025-10-14 | New circuit, greenfield |  | 345 | 345 |  | 0 | 2028 | N/A | CPCN, siting and permitting final decision | 2025-12-08 | Not required | Permitting Complete |  | Rainey | Brooklyn Clean Energy Hub | Rainey, East 13th Street, Farragut, Brooklyn Clean Energy Hub | New York | NY | NYISO | NYISO |  |  | 1.6 | Estimated | https://www.nyiso.com/planning-reliability-compliance
R-0578 | P-0506 | Rainey - Brooklyn Clean Energy Hub 345 kV |  | Con Edison | Planning | 2025-10-14 | New circuit, greenfield |  | 345 | 345 |  | 0 | 2028 | N/A | CPCN, siting and permitting final decision | 2025-12-08 | Not required | Permitting Complete |  | Rainey | Brooklyn Clean Energy Hub | Rainey, East 13th Street, Farragut, Brooklyn Clean Energy Hub | New York | NY | NYISO | NYISO |  |  | 4.5 | Estimated | https://www.nyiso.com/planning-reliability-compliance
R-0579 | P-0507 | Cricket Valley - Dover 345 kV |  | New York Transco | Complete | 2025-10-14 | New circuit, greenfield |  | 345 | 345 |  | 0 | 2025 | N/A | CPCN, siting and permitting final decision | 2025-12-08 | Not required | Permitting Complete |  | Cricket Valley | Dover | Cricket Valley, Dover | New York | NY | NYISO | NYISO |  |  | 0.2 | Estimated | https://www.nyiso.com/planning-reliability-compliance
R-0580 | P-0508 | Buffalo Flats - Delaware 345 kV |  | AEP, EKC | Planning | 2025-07-10 | New circuit, greenfield |  | 345 | 345 |  | 0 |  | Not started | CPCN, siting and permitting underway | 2025-12-08 | Not started | Permitting Underway |  | Delaware | Buffalo Flats | Delaware, Buffalo Flats | Kansas, Oklahoma | KS, OK | SPP | SPP | 2024 ITP |  | 154.6 | Reported | https://www.spp.org/spp-documents-filings/?id=18641
R-0581 | P-0509 | Chisholm - Woodward - Border 345 kV |  | AEP |  | 2025-07-10 | New circuit, greenfield |  | 345 | 345 |  | 0 | 2025 | Not started | Not started | 2025-11-14 | Not started | Not started |  | Chisholm |  | Chisholm | Oklahoma | OK | SPP | SPP | 2020 ITP |  | 0.84 | Reported | https://www.spp.org/spp-documents-filings/?id=18641
R-0582 | P-0510 | Dawson County - Williston 230 kV |  | Western Area Power Administration (WAPA) | Planning | 2025-07-10 | New circuit, greenfield |  | 230 | 230 |  | 0 | [7 empty] | Williston | Dawson Creek | Williston, Dawson Creek | Montana, North Dakota | MT, ND | MISO, SPP | SPP | 2024 ITP |  | 103.7 | Reported | https://www.spp.org/spp-documents-filings/?id=18641
R-0583 | P-0511 | Logan - Finstad 345 kV |  | Basin Electric Power Cooperative | Planning | 2025-07-10 | New circuit, greenfield |  | 345 | 345 |  | 0 |  | Not started | Not started | 2025-11-14 | Not started | Not started |  | Logan | Finstad | Logan, Finstad | North Dakota | ND | MISO, SPP | SPP | 2024 ITP |  | 53 | Reported | https://www.spp.org/spp-documents-filings/?id=18641
R-0584 | P-0512 | Holcomb - Sidney 345 kV |  | Basin Electric Power Cooperative, Southeast Power Coporation | Planning | 2025-07-10 | New circuit, greenfield |  | 345 | 345 |  | 0 |  | Not started | Not started | 2025-11-14 | Not started | Not started |  | Holcomb | Sidney | Holcomb, Sidney | Kansas, Nebraska | KS, NE | SPP | SPP | 2024 ITP |  | 300 | Reported | https://www.spp.org/spp-documents-filings/?id=18641
R-0585 | P-0513 | Patent Gate - Pioneer 345 kV |  | Basin Electric Power Cooperative (BEPC) | Planning | 2025-07-10 | New circuit, greenfield |  | 345 | 345 |  | 0 |  | Not started | Not started | 2025-11-14 | Not started | Not started |  | Patent Gate | Pioneer | Patent Gate, Pioneer | North Dakota | ND | MISO, SPP | SPP | 2024 ITP |  | 50 | Reported | https://www.spp.org/spp-documents-filings/?id=18641
R-0586 | P-0514 | Belfield - Maurine 345 kV |  | Western Area Power Administration (WAPA) | Planning | 2025-07-10 | New circuit, greenfield |  | 345 | 345 |  | 0 |  | Not started | Not started | 2025-11-14 | Not started | Not started |  | Belfield | Maurine | Belfield, Maurine | North Dakota, South Dakota | ND, SD | MISO, SPP | SPP | 2024 ITP |  | 154.2 | Reported | https://www.spp.org/spp-documents-filings/?id=18641
R-0587 | P-0515 | Laramie River - New Underwood 345 kV | Laramie River - New Underwood | Basin Electric Power Cooperative (BEPC) | Planning | 2025-07-10 | New circuit, greenfield |  | 345 | 345 |  | 0 |  | Not started | Not started | 2025-11-14 | Not started | Not started |  | Laramie River | New Underwood | Laramie River, New Underwood | South Dakota, Wyoming | SD, WY | SPP | SPP | 2024 ITP |  | 161.4 | Reported | https://www.spp.org/spp-documents-filings/?id=18641
R-0588 | P-0515 | Laramie River - New Underwood 345 kV | New Underwood - Maurine | Western Area Power Administration (WAPA) | Planning | 2025-07-10 | New circuit, greenfield |  | 345 | 345 |  | 0 |  | Not started | Not started | 2025-11-14 | Not started | Not started |  | New Underwood | Maurine | New Underwood, Maurine | South Dakota | SD | SPP | SPP | 2024 ITP |  | 78 | Reported | https://www.spp.org/spp-documents-filings/?id=18641
R-0589 | P-0516 | S3458 - S3740 345 kV |  | Omaha Public Power District | Planning | 2025-07-10 | New circuit, greenfield |  | 345 | 345 |  | 0 | 2030 | Not started | Not started | 2025-11-14 | Not started | Not started |  | Nebraska City | Cass County | Nebraska City, Cass County | Nebraska | NE | SPP | SPP | 2024 ITP |  | 33 | Reported | https://www.spp.org/spp-documents-filings/?id=18641
R-0590 | P-0517 | Potter - Crossroads - Phantom 765 kV |  | Southwestern Public Service | Planning | 2025-07-10 | New circuit, greenfield |  | 765 | 765 |  | 0 |  | Not started | Not started | 2025-11-14 | Not started | Not started |  | Potter | Phantom | Potter, Crossroads, Phantom | New Mexico, Texas | NM, TX | SPP | SPP | 2024 ITP |  | 244.2 | Reported | https://www.spp.org/spp-documents-filings/?id=18641
R-0591 | P-0518 | Moore County - Xit 230 kV |  | Southwestern Public Service | Planning | 2025-07-10 | New circuit, greenfield |  | 230 | 230 |  | 0 | [7 empty] | Moore County | Xit | Moore County, Xit | Texas | Tx | SPP | SPP | 2024 ITP |  | 46.2 | Reported | https://www.spp.org/spp-documents-filings/?id=18641
R-0592 | P-0519 | Elm Creek - Tobias 345 kV |  | Nebraska Public Power District | Planning | 2025-07-10 | New circuit, greenfield |  | 345 | 345 |  | 0 |  | Not started | Not started | 2025-11-14 | Not started | Not started |  | Elm Creek | Tobias | Elm Creek, Tobias | Nebraska, Kansas | NE, KS | SPP | SPP | 2024 ITP |  | 84 | Reported | https://www.spp.org/spp-documents-filings/?id=18641
R-0593 | P-0520 | Howard-Solstice Transmission Line Project |  | AEP | Planning | 2025-10-28 | New circuit, greenfield |  | 765 | 765 |  | 0 | 2030 | Not started | Not started | 2025-11-14 | Not started | Not started |  | Howard | Solstice | Howard, Solstice | Texas | TX | ERCOT | ERCOT |  |  | 370 | Reported | https://www.ercot.com/files/docs/2025/01/27/2024-regional-transmission-plan-rtp-345-kv-plan-and-texas-765-kv-strategic-transmission-expans.pdf | https://www.aeptexas.com/company/news/view?releaseID=10162#:~:text=The%20Howard%2DSolstice%20Transmission%20Line,in%20communities%20throughout%20west%20Texas
R-0594 | P-0521 | Ft Smith - Muskogee 345 kV |  | OGE | Planning | 2025-07-10 | New circuit, greenfield |  | 345 | 345 |  | 0 |  | Not started | Not started | 2025-11-14 | Not started | Not started |  | Fort Smith |  | Fort Smith | Oklahoma | OK | SPP, MISO | SPP | 2024 ITP |  | 17.5 | Reported | https://www.spp.org/spp-documents-filings/?id=18641
R-0595 | P-0522 | S3454 - S3740 345 kV |  | Omaha Public Power District |  | 2025-07-09 | New circuit, greenfield |  | 345 | 345 |  | 0 |  | Not started | Not started | 2025-11-14 | Not started | Not started |  | S3454 | Cass County | S3454, Cass County | Nebraska | NE | SPP | SPP | 2021 ITP |  | 29 | Reported | https://www.spp.org/spp-documents-filings/?id=18641
R-0596 | P-0523 | Springbrook - Twelve Mile 345 |  | Basin Electric Power Cooperative (BEPC) | Planning | 2025-07-09 | New circuit, greenfield |  | 345 | 345 |  | 0 |  | Not started | Not started | 2025-11-14 | Not started | Not started |  | Springbrook | Twelve Mile | Springbrook, Twelve Mile | North Dakota | ND | SPP, MISO | SPP | 2024 ITP |  | 8.4 | Reported | https://www.spp.org/spp-documents-filings/?id=18641
R-0597 | P-0524 | Branson NW - Monett 345 kV |  | EDE | Planning | 2025-11-11 | New circuit, greenfield |  | 345 | 345 |  | 0 | 2028 | Not started | Not started | 2025-11-14 | Not started | Not started |  | Branson NW | Monett | Branson NW, Monett | Missouri | MO | SPP | SPP | 2024 ITP |  | 50.4 | Reported | https://www.spp.org/spp-documents-filings/?id=18641
R-0598 | P-0525 | Delaware - Monett 345 kV |  | AEP, EDE | Planning | 2025-11-11 | New circuit, greenfield |  | 345 | 345 |  | 0 | 2029 | Not started | Not started | 2025-11-14 | Not started | Not started |  | Delaware | Monett | Delaware, Monett | Missouri, Oklahoma | MO, OK | SPP | SPP | 2024 ITP |  | 114.5 | Reported | https://www.spp.org/spp-documents-filings/?id=18641
R-0599 | P-0526 | Reconductor Midlothian - Trabue 230 kV |  | Dominion Energy | Engineering, design, and routing | 2025-08-18 | Reconductor |  | 230 | 230 |  | 0 | 2026 | [6 empty] | Midlothian | Trabue | Midlothian, Trabue | Virginia | VA | PJM | PJM |  |  | 7.2 | Estimated | https://www.pjm.com/planning/m/project-construction
R-0600 | P-0527 | Rebuild Doubs-Dickerson 230 kV |  | APS | Engineering, design, and routing | 2025-08-18 | Rebuild |  | 230 | 230 |  | 0 | 2030 | [6 empty] | Doubs | Dickerson | Doubs, Dickerson | Maryland | MD | PJM | PJM |  |  | 10.5 | Estimated | https://www.pjm.com/planning/m/project-construction
R-0601 | P-0528 | Rebuild Doubs - Aqueduct 230 kV |  | APS | Engineering, design, and routing | 2025-08-18 | Rebuild |  | 230 | 230 |  | 0 | 2030 | [6 empty] | Doubs | Aqueduct | Doubs, Aqueduct | Maryland | MD | PJM | PJM |  |  | 8.7 | Estimated | https://www.pjm.com/planning/m/project-construction
R-0602 | P-0529 | Rebuild Dickerson - Aqueduct 230 kV |  | APS | Engineering, design, and routing | 2025-08-18 | Rebuild |  | 230 | 230 |  | 0 | 2030 | [6 empty] | Dickerson | Aqueduct | Dickerson, Aqueduct | Maryland | MD | PJM | PJM |  |  | 2 | Estimated | https://www.pjm.com/planning/m/project-construction
R-0603 | P-0530 | Rebuild Hyatt - Marysville 345 kV |  | AEP | Engineering, design, and routing | 2025-08-18 | Rebuild |  | 345 | 345 |  | 0 | 2027 | [6 empty] | Hyatt | Marysville | Hyatt, Marysville | Ohio | OH | PJM | PJM |  |  | 19 | Reported | https://www.pjm.com/planning/m/project-construction
R-0604 | P-0531 | Conesville - Corridor 345 kV |  | AEP | Construction | 2025-08-20 | Rebuild |  | 345 | 345 |  | 0 | 2025 | [6 empty] | Conesville | Corridor | Conesville, Corridor | Ohio | OH | PJM | PJM |  |  | 70.4 | Estimated | https://www.pjm.com/planning/m/project-construction
R-0605 | P-0532 | Montour - Susquehanna 230 kV |  | PPL Electric Utilities | Engineering, design, and routing | 2025-08-20 | Rebuild |  | 230 | 230 |  | 0 | 2029 | [6 empty] | Montour Station | Susquehanna | Montour Station, Susquehanna | Pennsylvania | PA | PJM | PJM |  |  | 21.9 | Reported | https://www.pjm.com/planning/m/project-construction
R-0606 | P-0533 | Siegfried - Harwood 230 kV |  | PPL Electric Utilities | Engineering, design, and routing | 2025-08-21 | Rebuild; Reconductor |  | 230 | 230 |  | 0 | 2026 | [6 empty] | Siegfried | Harwood | Siegfried, East Palmerton, Harwood | Pennsylvania | PA | PJM | PJM |  |  | 38 | Reported | https://www.pjm.com/planning/m/project-construction
R-0607 | P-0534 | Frackville-Columbia 230 kV |  | PPL Electric Utilities | Engineering, design, and routing | 2025-08-21 | Rebuild |  | 230 | 230 |  | 0 | 2029 | [6 empty] | Frackville | Columbia | Frackville, Columbia | Pennsylvania | PA | PJM | PJM |  |  | 25.9 | Reported | https://www.pjm.com/planning/m/project-construction
R-0608 | P-0535 | Sully - Takeoff 230 kV |  | Dominion Energy | Construction | 2025-08-21 | Reconductor |  | 230 | 230 |  | 0 | 2027 | [6 empty] | Walney | Takeoff | Walney, Takeoff | Virginia | VA | PJM | PJM |  |  | 2.9 | Estimated | https://www.pjm.com/planning/m/project-construction
R-0609 | P-0536 | Rollins Ford - Gainesville 230 kV |  | Dominion Energy | Engineering, design, and routing | 2025-08-22 | Reconductor |  | 230 | 230 |  | 0 | 2025 | [6 empty] | Rollins Ford | Gainesville | Rollins Ford, Gainesville | Virginia | VA | PJM | PJM |  |  | 1.11 | Reported | https://www.pjm.com/planning/m/project-construction | https://www.pjm.com/-/media/DotCom/committees-groups/committees/teac/2025/20250506/20250506-item-09---dom-supplemental-projects.pdf
R-0610 | P-0537 | Charlottesville - Gordonsville 230 kV |  | Dominion Energy |  | 2025-08-25 | Rebuild |  | 230 | 230 |  | 0 | [7 empty] | Charlottesville | Gordonsville | Charlottesville, Gordonsville | Virginia | VA | PJM |  |  |  | 20.3 | Estimated | https://www.dominionenergy.com/about/delivering-energy/electric-projects/power-line-projects/charlottesville-gordonsville
R-0611 | P-0538 | DeLand West - Dona Vista 230 kV |  | Duke Energy | Permitting | 2025-08-25 | New circuit, existing ROW |  | 230 | 230 |  | 0 | 2029 | [6 empty] | Deland West | Dona Vista | DeLand West, Dona Vista | Florida | FL | None (Southeast) |  |  |  | 27 | Reported | https://www.duke-energy.com/Our-Company/About-Us/Electric-Transmission-Projects/deland | https://www.duke-energy.com/-/media/pdfs/our-company/250226-3-deland-west-project-map.pdf?rev=bdc88f047870482bba5649a29530639e
R-0612 | P-0539 | Clark County Reliability Project 345 kV |  | Duke Energy | Planning | 2025-08-25 | New circuit, greenfield |  | 345 | 345 |  | 0 | 2028 | Not started | Not started | 2025-11-14 | Not started | Not started |  | Speed | Clark County Logistics | Speed, Clark County Logistics | Indiana | IN | MISO |  |  |  | 18 | Reported | https://www.duke-energy.com/Our-Company/About-Us/Electric-Transmission-Projects/Clark-County-Reliability-Project | https://www.duke-energy.com/-/media/pdfs/our-company/251347-clark-county-project-map.pdf?rev=f68c0ab80f094b628e69248d90765752
R-0613 | P-0540 | New Stillwell to Elderberry 345kV Line |  | WABASH VALLEY POWER ASSOCIATION, INC. |  | 2025-09-09 | New circuit, greenfield |  | 345 | 345 |  | 0 | 2028 | Not started | Not started | 2025-11-14 | Not started | Not started |  | Elderberry | Stillwell | Elderberry, Stillwell | Indiana | IN | MISO | MISO | MTEP25 |  | 15 | Reported | https://cdn.misoenergy.org/2025%20SPM1%20MTEP25%20Data%20Pull677826.xlsx
R-0614 | P-0541 | Sarepta to Mount Olive 500 kV Project |  | Entergy LA |  | 2025-09-09 | New circuit, greenfield |  | 500 | 500 |  | 0 | 2028 | Not started | Not started | 2025-11-14 | Not started | Not started |  | Sarepta | Mount Olive | Sarepta, Mount Olive | Louisiana | LA | MISO | MISO | MTEP25 |  | 60 | Reported | https://cdn.misoenergy.org/2025%20SPM1%20MTEP25%20Data%20Pull677826.xlsx
R-0615 | P-0542 | Cypress to Legend 500 kV line |  | Entergy |  | 2025-09-10 | New circuit, greenfield |  | 500 | 500 |  | 0 | 2028 | Not started | CPCN, siting and permitting underway | 2025-12-08 | Not started | Permitting Underway |  | Cypress | Legend | Cypress, Legend | Texas | TX | MISO | MISO | MTEP24 |  | 35 | Reported | https://cdn.misoenergy.org/2025%20SPM1%20MTEP25%20Data%20Pull677826.xlsx
R-0616 | P-0543 | Pickens - South Canton 230 kV Line Rebuilds |  | Entergy MS |  | 2025-09-10 | Reconductor |  | 230 | 230 |  | 0 | 2026 | [6 empty] | Pickens | Canton | Pickens, Canton | Mississippi | MS | MISO | MISO | MTEP24 |  | 27 | Estimated | https://cdn.misoenergy.org/2025%20SPM1%20MTEP25%20Data%20Pull677826.xlsx
R-0617 | P-0544 | Labadie-Montgomery 345kV Aging Infrastructure |  | Ameren Missouri |  | 2025-09-10 | Upgrade |  | 345 | 345 |  | 0 | 2025 | Not started | Not started | 2025-11-14 | Not started | Not started |  | Labadie | Montgomery | Labadie, Montgomery | Missouri | MO | MISO | MISO | MTEP24 |  | 64 | Estimated | https://cdn.misoenergy.org/2025%20SPM1%20MTEP25%20Data%20Pull677826.xlsx
R-0618 | P-0545 | J1432 GIA NU New Bryant 345 kV Switch Station |  | ITC MIDWEST |  | 2025-09-10 | New circuit, greenfield |  | 345 | 345 |  | 0 | 2028 | Not started | Not started | 2025-11-14 | Not started | Not started |  | Rock Creek | Salem | Rock Creek, Salem | Iowa | IA | MISO | MISO | MTEP24 |  | 62 | Estimated | https://cdn.misoenergy.org/2025%20SPM1%20MTEP25%20Data%20Pull677826.xlsx
R-0619 | P-0546 | Willow Glen - Point Pleasant 230 kV Upgrade |  | Entergy LA |  | 2025-09-18 | Reconductor |  | 230 | 230 |  | 0 | 2026 | [6 empty] | Willow Glen | Point Pleasant | Willow Glen, Point Pleasant | Louisiana | LA | MISO | MISO | MTEP25 |  | 5 | Estimated | https://cdn.misoenergy.org/2025%20SPM1%20MTEP25%20Data%20Pull677826.xlsx
R-0620 | P-0547 | New Firebrick Wind Farm (J1026) |  | Ameren Missouri |  | 2025-09-19 |  |  | 345 | 345 |  | 0 | 2025 | Not started | Not started | 2025-11-14 | Not started | Not started |  | Spencer Creek | Firebrick Wind Farm | Spencer Creek, Firebrick Wind Farm | Missouri | MO | MISO | MISO | MTEP23 |  | 8 | Estimated | https://cdn.misoenergy.org/2025%20SPM1%20MTEP25%20Data%20Pull677826.xlsx
R-0621 | P-0548 | Legend - Sandling 230 kV |  | Entergy |  | 2025-09-19 | New circuit, greenfield |  | 230 | 230 |  | 0 | 2027 | [6 empty] | Legend | Sandling | Legend, Sandling | Texas | TX | MISO | MISO | MTEP24 |  | 7.6 | Reported | https://cdn.misoenergy.org/2025%20SPM1%20MTEP25%20Data%20Pull677826.xlsx
R-0622 | P-0549 | Rolling Hills - Southland 345 kV |  | MidAmerican Energy Company |  | 2025-09-19 | Upgrade |  | 345 | 345 |  | 0 | 2026 | Not started | Not started | 2025-11-14 | Not started | Not started |  | Rolling Hills | Southland | Rolling Hills, Southland | Iowa | IA | MISO, SPP | MISO | MTEP23 |  | 72 | Estimated | https://cdn.misoenergy.org/2025%20SPM1%20MTEP25%20Data%20Pull677826.xlsx
R-0623 | P-0550 | Adams Creek - Robert 230 kV |  | Entergy LA |  | 2025-09-19 | New circuit, greenfield |  | 230 | 230 |  | 0 | 2027 | [6 empty] | Adams Creek | Robert | Adams Creek, Robert | Louisiana | LA | MISO | MISO | MTEP23 |  | 40 | Reported | https://cdn.misoenergy.org/2025%20SPM1%20MTEP25%20Data%20Pull677826.xlsx
R-0624 | P-0551 | Tallmadge-Argenta - J1663 Generator Interconnection |  | Michigan Electric Transmission Company |  | 2025-09-19 | Upgrade |  | 345 | 345 |  | 0 | 2027 | Not started | Not started | 2025-11-14 | Not started | Not started |  | Argenta | Tallmadge | Argenta, Tallmadge | Michigan | MI | MISO | MISO | MTEP24 |  | 63 | Estimated | https://cdn.misoenergy.org/2025%20SPM1%20MTEP25%20Data%20Pull677826.xlsx
R-0625 | P-0552 | Julian Hinds - Mirage 230 kV |  | Southern California Edison |  | 2025-09-22 | Reconductor |  | 230 | 230 |  | 0 | 2030 | [6 empty] | Julian Hinds | Mirage | Julian Hinds, Mirage | California | CA | CAISO | CAISO |  |  | 56 | Estimated | https://www.caiso.com/documents/iso-board-approved-2024-2025-transmission-plan.pdf
R-0626 | P-0553 | San Jose B - NRS 230 kV line |  | Pacific Gas and Electric Company (PG&E) |  | 2025-09-30 | New circuit, greenfield |  | 230 | 230 |  | 0 | 2030 | [6 empty] | San Jose B | North Receiving Station | San Jose B, North Receiving Station | California | CA | CAISO | CAISO |  |  | 10 | Estimated | https://www.caiso.com/documents/iso-board-approved-2024-2025-transmission-plan.pdf
R-0627 | P-0554 | Ravenswood Project - Queensboro Renewable Express |  | LS Power | Planning | 2025-10-14 | New circuit, greenfield |  | 400 | 400 |  | 0 | [7 empty] | Ravenswood |  | Ravenswood | New York, New Jersey | NY, NJ | NYISO, PJM | NYISO |  |  | 18.5 | Reported | https://queensbororenewableexpress.com/
R-0628 | P-0555 | Big Hill - Sand Lake 765 kV Transmission Project |  | LCRA Transmission Services Corporation, Oncor | Planning | 2025-10-28 | New circuit, greenfield |  | 765 | 765 |  | 0 | 2030 | [6 empty] | Big Hill | Sand Lake | Big Hill, Sand Lake | Texas | TX | ERCOT | ERCOT |  |  | 177 | Reported | https://www.ercot.com/files/docs/2022/03/02/ERCOT%20February%20TPIT%20No%20Cost%20020125.xlsx
R-0629 | P-0556 | Bell County East to Big Hill 765 kV Transmission Project |  | LCRA Transmission Services Corporation, Oncor | Planning | 2025-10-29 | New circuit, greenfield |  | 765 | 765 |  | 0 | 2030 | [6 empty] | Big Hill | Bell County | Big Hill, Bell County | Texas | TX | ERCOT | ERCOT |  |  | 199 | Reported | https://www.ercot.com/files/docs/2022/03/02/ERCOT%20February%20TPIT%20No%20Cost%20020125.xlsx
R-0630 | P-0557 | Dinosaur - Longshore 765 kV Transmission Project |  | Oncor | Planning | 2025-10-29 | New circuit, greenfield |  | 765 | 765 |  | 0 | [7 empty] | Dinosaur | Longshore | Dinosaur, Longshore | Texas | TX | ERCOT | ERCOT |  |  | 270 | Reported | https://www.ercot.com/files/docs/2022/03/02/ERCOT%20February%20TPIT%20No%20Cost%20020125.xlsx
R-0631 | P-0558 | Longshore Switch - Drill Hole Switch 765 kV Transmission Project |  | Oncor | Planning | 2025-10-29 | New circuit, greenfield |  | 765 | 765 |  | 0 | [7 empty] | Longshore | Drill Hole | Longshore, Drill Hole | Texas | TX | ERCOT, SPP | ERCOT |  |  | 160 | Reported | https://www.ercot.com/files/docs/2022/03/02/ERCOT%20February%20TPIT%20No%20Cost%20020125.xlsx
R-0632 | P-0559 | Construct Clearfork - Drill Hole 345 kV DCKT Line |  | Oncor | Planning | 2025-10-29 | New circuit, greenfield |  | 345 | 345 |  | 0 | 2029 | [6 empty] | Clearfork | Drill Hole | Clearfork, Drill Hole | Texas | TX | ERCOT, SPP | ERCOT |  |  | 196.8 | Reported | https://www.ercot.com/files/docs/2022/03/02/ERCOT%20February%20TPIT%20No%20Cost%20020125.xlsx
R-0633 | P-0560 | Creosote - Toyah Creek 345 kV Line |  | AEP Texas | Planning | 2025-11-10 | New circuit, greenfield |  | 345 | 345 |  | 0 | 2027 | [6 empty] | Cresosote | Toyah Creek | Creosote, Toyah Creek | Texas | TX | None | ERCOT |  |  | 23 | Reported | https://www.ercot.com/files/docs/2022/03/02/ERCOT%20February%20TPIT%20No%20Cost%20020125.xlsx
R-0634 | P-0561 | Solstice - Bottlebrush New 345 kV Line |  | AEP Texas | Planning | 2025-11-10 | New circuit, greenfield |  | 345 | 345 |  | 0 | 2030 | [6 empty] | Solstice | Bottlebrush | Solstice, Bottlebrush | Texas | TX | ERCOT | ERCOT |  |  | 60 | Reported | https://www.ercot.com/files/docs/2022/03/02/ERCOT%20February%20TPIT%20No%20Cost%20020125.xlsx | https://www.aeptransmission.com/texas/bottlebrush-solstice/index.php
R-0635 | P-0562 | Solstice - Faulkner New 345 kV Line |  | AEP Texas | Planning | 2025-11-10 | New circuit, greenfield |  | 345 | 345 |  | 0 | 2030 | [6 empty] | Solstice | Faulkner | Solstice, Faulkner | Texas | TX | ERCOT | ERCOT |  |  | 40 | Reported | https://www.ercot.com/files/docs/2022/03/02/ERCOT%20February%20TPIT%20No%20Cost%20020125.xlsx | https://www.faulkner-solstice.com/
R-0636 | P-0563 | Reconductor Tewksbury - Woburn 345 kV |  | Eversource Energy, National Grid | Planning | 2025-11-18 | Reconductor |  | 345 | 345 |  | 0 | 2026 | [6 empty] | Tewksbury No. 22A | Woburn | Tewksbury No. 22A, Woburn | Massachusetts | MA | ISO-NE | ISO-NE |  |  | 17.5 | Estimated | https://www.iso-ne.com/static-assets/documents/100022/final_rsp_project_list-mar2025.xlsx
R-0637 | P-0564 | Reconductor Scovill Rock - Haddam Neck |  | Eversource | Construction | 2025-11-20 | Reconductor |  | 345 | 345 |  | 0 | 2025 | [6 empty] | Scovill Rock | Haddam Neck | Scovill Rock, Haddam Neck | Connecticut | CT | ISO-NE | ISO-NE |  |  | 5.21 | Reported | https://www.iso-ne.com/static-assets/documents/100022/final_rsp_project_list-mar2025.xlsx
R-0638 | P-0565 | East Walton - Rockville 500 kV |  | Georgia Transmission | Engineering, design, and routing | 2025-11-21 | New circuit, greenfield |  | 500 | 500 |  | 0 | 2027 | [6 empty] | East Walton | Rockville | East Walton, Rockville | Georgia | GA | None (Southeast) |  |  |  | 46.5 | Reported | https://www.gatransmission.com/ecrp/
R-0639 | P-0566 | Ashley Park - Wansley 500 kV |  | Georgia Power | Planning | 2025-11-21 | New circuit, existing ROW |  | 500 | 500 |  | 0 | 2029 | [6 empty] | Ashley Park | Wansley | Ashley Park, Wansley | Georgia | GA | None (Southeast) |  |  |  | 35 | Reported | https://services.psc.ga.gov/api/v1/External/Public/Get/Document/DownloadFile/220948/102128
R-0640 | P-0567 | Dresden - Talbot 500 kV |  | Georgia Transmission | Engineering, design, and routing | 2025-11-26 | New circuit, greenfield |  | 500 | 500 |  | 0 | 2031 | [6 empty] | Dresden | Talbot | Dresden, Talbot | Georgia | GA | None (Southeast) |  |  |  | 75 | Reported | https://www.southeasternrtp.com/docs/general/2024/2024_SERTP_4th_Qtr_Presentation.pdf | https://www.gatransmission.com/dresden-talbot/
R-0641 | P-0568 | Tenaska - Wansley 500 kV |  | Georgia Transmission | Planning | 2025-11-26 | New circuit, existing ROW |  | 500 | 500 |  | 0 | 2029 | [6 empty] | Tenaska | Wansley | Tenaska, Wansley | Georgia | GA | None (Southeast) |  |  |  | 5 | Reported | https://www.southeasternrtp.com/docs/general/2024/2024_SERTP_4th_Qtr_Presentation.pdf
R-0642 | P-0569 | Heard County - Tenaska 500 kV |  | Georgia Transmission | Construction | 2025-11-26 | New circuit, existing ROW |  | 500 | 500 |  | 0 | 2025 | [6 empty] | Heard County | Tenaska | Heard County, Tenaska | Georgia | GA | None (Southeast) |  |  |  | 0.8 | Reported | https://www.southeasternrtp.com/docs/general/2024/2024_SERTP_4th_Qtr_Presentation.pdf
R-0643 | P-0570 | Farley - Tazewell 500 kV |  | Georgia Power | Planning | 2025-11-26 | New circuit, greenfield |  | 500 | 500 |  | 0 | 2030 | [6 empty] | Farley | Tazewell | Farley, Tazewell | Georgia | GA | None (Southeast) |  |  |  | 120 | Reported | https://www.southeasternrtp.com/docs/general/2024/2024_SERTP_4th_Qtr_Presentation.pdf
R-0644 | P-0571 | Talbot - Tazewell 500 kV |  | Georgia Transmission | Planning | 2025-11-26 | New circuit, existing ROW |  | 500 | 500 |  | 0 | 2030 | [6 empty] | Talbot | Tazewell | Talbot, Tazewell | Georgia | GA | None (Southeast) |  |  |  | 20 | Reported | https://www.southeasternrtp.com/docs/general/2024/2024_SERTP_4th_Qtr_Presentation.pdf
R-0645 | P-0572 | Rockville - Tiger Creek 500 kV |  | Georgia Transmission | Planning | 2025-11-26 | New circuit, existing ROW |  | 500 | 500 |  | 0 | 2030 | [6 empty] | Rockville | Tiger Creek | Rockville, Tiger Creek | Georgia | GA | None (Southeast) |  |  |  | 20 | Reported | https://www.southeasternrtp.com/docs/general/2024/2024_SERTP_4th_Qtr_Presentation.pdf
R-0646 | P-0573 | Tiger Creek - Warthen 500 kV |  | Georgia Transmission | Planning | 2025-11-26 | New circuit, greenfield |  | 500 | 500 |  | 0 | 2030 | [6 empty] | Tiger Creek | Warthen | Tiger Creek, Warthen | Georgia | GA | None (Southeast) |  |  |  | 9 | Reported | https://www.southeasternrtp.com/docs/general/2024/2024_SERTP_4th_Qtr_Presentation.pdf
R-0647 | P-0574 | Hatch - Wadley 500 kV |  | Georgia Power | Planning | 2025-11-26 | New circuit, greenfield |  | 500 | 500 |  | 0 | 2031 | [6 empty] | Hatch | Wadley | Hatch, Wadley | Georgia | GA | None (Southeast) |  |  |  | 65 | Reported | https://www.georgiapower.com/content/dam/georgia-power/pdfs/company-pdfs/2025-Integrated-Resource-Plan.pdf
R-0648 | P-0575 | East Walton - Middle Fork 500 kV |  | Georgia Transmission | Planning | 2025-11-26 | New circuit, greenfield |  | 500 | 500 |  | 0 | 2033 | [6 empty] | East Walton | Middle Fork | East Walton, Middle Fork | Georgia | GA | None (Southeast) |  |  |  | 45 | Reported | https://www.southeasternrtp.com/docs/general/2024/2024_SERTP_4th_Qtr_Presentation.pdf
R-0649 | P-0576 | Mcgrau Ford - Middle Fork 500 kV |  | Georgia Transmission | Planning | 2025-11-26 | New circuit, greenfield |  | 500 | 500 |  | 0 | 2033 | [6 empty] | McGrau Ford | Middle Fork | McGrau Ford, Middle Fork | Georgia | GA | None (Southeast) |  |  |  | 65 | Reported | https://www.southeasternrtp.com/docs/general/2024/2024_SERTP_4th_Qtr_Presentation.pdf
R-0650 | P-0577 | Helix - Tompkins |  | Michigan Electric Transmission Company |  | 2025-12-15 | Reconductor |  | 345 | 345 |  | 0 | 2026 | [6 empty] | Helix | Tompkins | Helix, Tompkins | Michigan | MI | MISO | MISO | MTEP24 |  | 15.7 | Reported | https://cdn.misoenergy.org/MTEP%20Appendix%20A%20Status%20Report575959.xlsx
R-0651 | P-0578 | Battle Creek - Oneida |  | Michigan Electric Transmission Company |  | 2025-12-15 | Upgrade |  | 345 | 345 |  | 0 | 2026 | [6 empty] | Battle Creek | Oneida | Battle Creek, Oneida | Michigan | MI | MISO | MISO | MTEP24 |  | 57 | Estimated | https://cdn.misoenergy.org/MTEP%20Appendix%20A%20Status%20Report575959.xlsx
R-0652 | P-0579 | Murphy - Nelson Road 345 kV |  | Michigan Electric Transmission Company |  | 2025-12-15 | Upgrade |  | 345 | 345 |  | 0 | 2026 | [6 empty] | Murphy | Nelson Road | Murphy, Nelson Road | Mighigan | MI | MISO | MISO | MTEP23 |  | 64 | Estimated | https://cdn.misoenergy.org/MTEP%20Appendix%20A%20Status%20Report575959.xlsx
R-0653 | P-0580 | Hill Valley - Cardinal Upgrade |  | American Transmission Company (ATC) |  | 2025-12-15 | Line Upgrade |  | 345 | 345 |  | 0 | 2028 | [6 empty] | Hill Valley | Cardinal | Hill Valley, Cardinal | Wisconsin | WI | MISO | MISO | MTEP24 |  | 72 | Estimated | https://cdn.misoenergy.org/MTEP%20Appendix%20A%20Status%20Report575959.xlsx
R-0654 | P-0581 | Elmont to Chickahominy 230 kV Line |  | Dominion Energy | Planning | 2025-12-15 |  |  | 230 | 230 |  | 0 | 2028 | [6 empty] | Elmont | Chickahominy | Elmont, Chickahominy | Virginia | VA | PJM | PJM |  |  | 27.7 | Reported | https://www.pjm.com/planning/m/project-construction
R-0655 | P-0582 | Dowling - Fulton 345 kV Transmission Line Tap to Melbourne |  | American Transmission Systems (ATSI) | Engineering, design, and routing | 2025-12-15 | New circuit, existing ROW |  | 345 | 345 |  | 0 | 2026 | [6 empty] | Fulton | Melbourne | Fulton, Melbourne | Ohio | OH | PJM | PJM |  |  | 13 | Estimated | https://www.pjm.com/planning/m/project-construction | https://www.firstenergycorp.com/about/transmission_projects/ohio/dowling-fulton.html
R-0656 | P-0583 | Greater Bay Area 500 kV Transmission Reinforcement |  | Pacific Gas and Electric Company (PG&E) | Planning | 2025-12-15 | New circuit, greenfield |  | 500 | 500 |  | 0 | 2034 | [6 empty] | Metcalf | Manning | Metcalf, Manning | California | CA | CAISO | CAISO |  |  | 95 | Estimated | https://www.caiso.com/documents/iso-board-approved-2024-2025-transmission-plan.pdf
R-0657 | P-0584 | Centreport 230 kV Electric Transmission Project |  | Dominion Energy | Permitting | 2025-12-16 | New circuit, greenfield |  | 230 | 230 |  | 0 | 2027 | [6 empty] | Centreport |  | Centreport | Virginia | VA | PJM |  |  |  | 1.8 | Reported | https://www.dominionenergy.com/about/delivering-energy/electric-projects/power-line-projects/centreport
R-0658 | P-0585 | Midessa South SW - Consavvy - Longshore Switch - Morgan Creek SES 345 kV Line Upgrades |  | Oncor |  | 2025-12-16 | Upgrade |  | 345 | 345 |  | 0 | 2025 | [6 empty] | Midessa South SW | Morgan Creek | Midessa South SW, Consavvy, Longshore Switch, Morgan Creek | Texas | TX | ERCOT | ERCOT |  |  | 100 | Estimated | https://www.ercot.com/files/docs/2022/03/02/ERCOT%20February%20TPIT%20No%20Cost%20020125.xlsx
R-0659 | P-0586 | Kammer - Juniata 765 kV |  | NextEra Energy, Exelon | Engineering, design, and routing | 2026-02-12 | New circuit, greenfield |  | 765 | 765 |  | 0 | [7 empty] | Kammer | Juniata | Kammer, Juniata | Pennsylvania, West Virginia | PA, WV | PJM | PJM |  |  | 282 | Estimated | https://www.pjm.com/-/media/DotCom/committees-groups/committees/teac/2026/20260106/20260106-2025-rtep-window-1-reliability-analysis-report.pdf
R-0660 | P-0587 | Big Smarr - Tomochichi 500 kV |  | Georgia Transmission | Planning | 2026-02-17 | New circuit, greenfield |  | 500 | 500 |  | 0 | 2030 | [6 empty] | Big Smarr | Tomochichi | Big Smarr. Tomochichi | Georgia | GA | None (Southeast) |  |  |  | 36 | Reported | https://www.southeasternrtp.com/docs/general/2024/2024_SERTP_4th_Qtr_Presentation.pdf

## Study Concepts
Record ID | Project ID | Project name | Segment | Owner | Status | Status last updated date | Change type | Line type | Minimum voltage (kV) | Maximum voltage (kV) | AC or DC | Capacity (MW) | Estimated in service year | Alternative name | Origin substation | Destination substation | Related substations | States intersected | States intersected (abbreviated) | RTO intersected | Planning authority | Planning process | Planning | Length (mi) | Length source | Link 1 | Link 2
R-0089 | P-0084 | CETA 20-Year Reference Case Transmission Portfolio | 230 kV Line Addition |  | Pre-planning / conceptual | 2024-08-26 | New circuit, greenfield |  | 230 | 230 |  | 0 | [5 empty] | Colorado, Nebraska | CO, NE | SPP |  |  |  | 427 | Estimated | https://www.cotransmissionauthority.com/transmission-study
R-0090 | P-0084 | CETA 20-Year Reference Case Transmission Portfolio | 345 kV Line Addition |  | Pre-planning / conceptual | 2024-08-26 | New circuit, greenfield |  | 345 | 345 |  | 0 | [5 empty] | Colorado | CO | None |  |  |  | 198 | Estimated | https://www.cotransmissionauthority.com/transmission-study
R-0091 | P-0084 | CETA 20-Year Reference Case Transmission Portfolio | 230 kV Conceptual Phase |  | Pre-planning / conceptual | 2024-08-26 | New circuit, greenfield |  | 230 | 230 |  | 0 | [5 empty] | Colorado | CO | None |  |  |  | 167 | Estimated | https://www.cotransmissionauthority.com/transmission-study
R-0092 | P-0084 | CETA 20-Year Reference Case Transmission Portfolio | 345 kV Conceptual Phase |  | Pre-planning / conceptual | 2024-08-26 | New circuit, greenfield |  | 345 | 345 |  | 0 | [5 empty] | Colorado, New Mexico | CO, NM | SPP |  |  |  | 1179 | Estimated | https://www.cotransmissionauthority.com/transmission-study
R-0093 | P-0084 | CETA 20-Year Reference Case Transmission Portfolio | Conceptual interstate segments |  | Pre-planning / conceptual | 2024-08-26 | New circuit, greenfield |  | 0 | 0 |  | 0 | [5 empty] | Colorado, New Mexico, Wyoming | CO, NM, WY | SPP |  |  |  | 226 | Estimated | https://www.cotransmissionauthority.com/transmission-study
R-0094 | P-0084 | CETA 20-Year Reference Case Transmission Portfolio | Rebuild to double circuit |  | Pre-planning / conceptual | 2024-01-23 | Upgrade |  | 0 | 0 |  | 0 | [5 empty] | Colorado | CO | None |  |  |  | 64 | Estimated | https://www.cotransmissionauthority.com/transmission-study
R-0122 | P-0110 | Connected West AC Overlay Portfolio | New 230 kV Co-located Line |  | Pre-planning / conceptual | 2024-01-23 | New circuit, existing ROW |  | 230 | 230 |  | 0 |  |  | NA | NA |  | Arizona, California, Colorado, Montana, Nevada, Utah, Wyoming | AZ, CA, CO, MT, NV, UT, WY |  |  |  |  | 720 | Estimated | https://connectedwest.org/
R-0123 | P-0110 | Connected West AC Overlay Portfolio | New 345 kV Co-located Line |  | Pre-planning / conceptual | 2024-01-23 | New circuit, existing ROW |  | 345 | 345 |  | 0 |  |  | NA | NA |  | Colorado, Nevada, New Mexico, Utah, Wyoming | CO, NM, NV, UT, WY |  |  |  |  | 913 | Estimated | https://connectedwest.org/
R-0124 | P-0110 | Connected West AC Overlay Portfolio | New 500 kV Co-located Line |  | Pre-planning / conceptual | 2024-01-23 | New circuit, existing ROW |  | 500 | 500 |  | 0 |  |  | NA | NA |  | Arizona, California, Idaho, Nevada, Oregon, Utah, Wyoming | AZ, CA, ID, NV, OR, UT, WY |  |  |  |  | 3564 | Estimated | https://connectedwest.org/
R-0125 | P-0110 | Connected West AC Overlay Portfolio | New 230 kV Greenfield Line |  | Pre-planning / conceptual | 2024-01-23 | New circuit, greenfield |  | 230 | 230 |  | 0 |  |  | NA | NA |  | California | CA |  |  |  |  | 20 | Estimated | https://connectedwest.org/
R-0126 | P-0110 | Connected West AC Overlay Portfolio | New 345 kV Greenfield Line |  | Pre-planning / conceptual | 2024-01-23 | New circuit, greenfield |  | 345 | 345 |  | 0 |  |  | NA | NA |  | Colorado, New Mexico, Utah | CO, NM, UT |  |  |  |  | 460 | Estimated | https://connectedwest.org/
R-0127 | P-0110 | Connected West AC Overlay Portfolio | New 500 kV Greenfield Line |  | Pre-planning / conceptual | 2024-01-23 | New circuit, greenfield |  | 500 | 500 |  | 0 |  |  | NA | NA |  | Arizona, California, Colorado, Idaho, Montana, New Mexico, Utah, Washington, Wyoming | AZ, CA, CO, ID, MT, NM, UT, WA, WY |  |  |  |  | 1942 | Estimated | https://connectedwest.org/
R-0128 | P-0110 | Connected West AC Overlay Portfolio | Reconductor 230 kV Line |  | Pre-planning / conceptual | 2024-01-23 | Reconductor |  | 230 | 230 |  | 0 |  |  | NA | NA |  | Arizona, California, Colorado, Montana, Nebraska, New Mexico, Oregon, Washington, Wyoming | AZ, CA, CO, MT, NE, NM, OR, WA, WY |  |  |  |  | 1563 | Estimated | https://connectedwest.org/
R-0129 | P-0110 | Connected West AC Overlay Portfolio | Reconductor 345 kV Line |  | Pre-planning / conceptual | 2024-01-23 | Reconductor |  | 345 | 345 |  | 0 |  |  | NA | NA |  | Arizona, Colorado, Nevada, New Mexico, Texas, Utah, Wyoming | AZ, CO, NM, NV, TX, UT, WY |  |  |  |  | 1551 | Estimated | https://connectedwest.org/
R-0130 | P-0110 | Connected West AC Overlay Portfolio | Reconductor 500 kV Line |  | Pre-planning / conceptual | 2024-01-23 | Reconductor |  | 500 | 500 |  | 0 |  |  | NA | NA |  | Arizona, Idaho, Montana, Nevada, Oregon, Utah, Washington, Wyoming | AZ, ID, MT, NV, OR, UT, WA, WY |  |  |  |  | 2090 | Estimated | https://connectedwest.org/

## Substations in Planned Projects
Substation ID | Substation name | HIFLD name | HIFLD ID | State (abbrv.) | State | Latitude | Longitude | Current maximum voltage (kV) | Current minimum voltage (kV) | Planned project | Planned project voltage | Presence in HIFLD | Existing or new substation
S-0001 | Hanson | UNKNOWN107690 | 107690 | FL | Florida | 30.5251 | -83.3936 | 115 | 115 | North Central Florida Upgrade Project | 230 | Listed in HIFLD | Existing
S-0002 | West Lake | UNKNOWN107692 | 107692 | FL | Florida | 30.5175 | -83.1786 | 115 | 115 | North Central Florida Upgrade Project | 230 | Listed in HIFLD | Existing
S-0003 | Gore | UNKNOWN108970 | 108970 | VA | Virginia | 39.2762 | -78.3646 | Unknown | Unknown | Rebuild Gore - Stonewall 138 kV with 500 kV Overbuild | 500 | Listed in HIFLD | Existing
S-0004 | Elizabeth City | UNKNOWN111374 | 111374 | NC | North Carolina | 36.3141 | -76.2262 | 230 | Unknown | Rebuild Shawboro – Elizabeth City 230 kV Line | 230 | Listed in HIFLD | Existing
S-0005 | Hornertown | UNKNOWN111416 | 111416 | NC | North Carolina | 36.446 | -77.6591 | 230 | 230 | Rebuild Hornertown - Hathaway 230 kV | 230 | Listed in HIFLD | Existing
S-0006 | Thelma | UNKNOWN111420 | 111420 | NC | North Carolina | 36.497 | -77.8101 | 232 | 230 | Rebuild Thelma - Lakeview 230 kV Line | 230 | Listed in HIFLD | Existing
S-0007 | Lakeview | UNKNOWN111421 | 111421 | NC | North Carolina | 36.4747 | -77.6707 | 230 | 230 | Rebuild Thelma - Lakeview 230 kV Line | 230 | Listed in HIFLD | Existing
S-0008 | Tarboro | UNKNOWN111937 | 111937 | NC | North Carolina | 35.891 | -77.5387 | 230 | Unknown | Tarboro to Hathaway Rebuild | 230 | Listed in HIFLD | Existing
S-0009 | Conway | UNKNOWN112513 | 112513 | LA | Louisiana | 30.1739 | -90.9663 | 230 | 138 | 27914-Willow Glen-Conway - Audubon | 230 | Listed in HIFLD | Existing
S-0010 | Many | UNKNOWN112573 | 112573 | LA | Louisiana | 31.5058 | -93.4141 | 230 | Unknown | 25883-Belmont (New Sub)-Many | 230 | Listed in HIFLD | Existing
S-0011 | J M Stuart | J M STUART | 113590 | OH | Ohio | 38.6393 | -83.6922 | 345 | 69 | Reconductor Stuart - Spurlock 345 kV Line | 345 | Listed in HIFLD | Existing
S-0012 | Cape Fear | CAPE FEAR | 114150 | NC | North Carolina | 35.5932 | -79.0495 | 115 | 115 | Cape Fear - West End Line Rebuild | 230 | Listed in HIFLD | Existing
S-0013 | Waller | UNKNOWN114845 | 114845 | VA | Virginia | 37.2959 | -76.7056 | 230 | 230 | Waller – Lightfoot – Skiffes Creek | 230 | Listed in HIFLD | Existing
S-0014 | Slabtown | SLABTOWN | 116469 | VA | Virginia | 38.2246 | -77.4738 | 115 | 115 | Ladysmith - Lee's Hill 230 kV Project | 230 | Listed in HIFLD | Existing
S-0015 | Belmont | UNKNOWN116635 | 116635 | LA | Louisiana | 31.7157 | -93.5071 | Unknown | Unknown | 25883-Belmont (New Sub)-Many | 230 | Listed in HIFLD | Existing
S-0016 | Possum Point | POSSUM POINT | 116661 | VA | Virginia | 38.5374 | -77.2812 | 230 | 115 | Fredericksburg-Possum Point | 230 | Listed in HIFLD | Existing
S-0017 | Van Dorn | VAN DOM | 116746 | VA | Virginia | 38.795 | -77.1493 | 230 | 230 | Edsall 230 kV Electric Transmission Project | 230 | Listed in HIFLD | Existing
S-0018 | Elk Run | UNKNOWN116754 | 116754 | VA | Virginia | 38.5563 | -77.7097 | 115 | 115 | Reconductor Elk Run - Gainesville 230 kV Line | 230 | Listed in HIFLD | Existing
S-0019 | Cloverhill | CLOVER HILL | 116997 | VA | Virginia | 38.7198 | -77.4996 | 230 | 230 | Cloverhill to Ox 230 kV Line | 230 | Listed in HIFLD | Existing
S-0020 | Wheeler | WHEELER | 117007 | VA | Virginia | 38.7531 | -77.6542 | 230 | 230 | Reconductor/Rebuild Gainesville - Wheeler 230 kV Line | 230 | Listed in HIFLD | Existing
S-0021 | Mountain Run | UNKNOWN117016 | 117016 | VA | Virginia | 38.4629 | -77.974 | 115 | 115 | Cirrus-Keyser 230 kV Transmission Line Rebuild | 230 | Listed in HIFLD | Existing
S-0022 | McCredie | UNKNOWN117844 | 117844 | MO | Missouri | 38.9799 | -91.9803 | 345 | 345 | Grain Belt Express | 600 | Listed in HIFLD | Existing
S-0023 | Palmyra | PALMYRA | 117869 | MO | Missouri | 39.8362 | -91.5512 | 345 | 161 | Northern Missouri Grid Transformation Program | 345 | Listed in HIFLD | Existing
S-0024 | Elm Creek | ELM CREEK | 117981 | KS | Kansas | 39.4277 | -97.5442 | 345 | 230 | Elm Creek 345kV Interconnection Expansion (DISIS-2017-002), Elm Creek - Tobias 345 kV | 345 | Listed in HIFLD | Existing
S-0025 | Pleasant Valley | UNKNOWN118538 | 118538 | OK | Oklahoma | 35.2744 | -97.5114 | 138 | 138 | Minco - Pleasant Valley - Draper 345 kV | 345 | Listed in HIFLD | Existing
S-0026 | Johnston County Substation | UNKNOWN118834 | 118834 | OK | Oklahoma | 34.3128 | -96.7802 | 345 | 138 | Johnson County Substation Expansion, Lone Grove - Kiowa Transmission Line Rebuild Project | 345 | Listed in HIFLD | Existing
S-0027 | Wekiva | UNKNOWN120234 | 120234 | FL | Florida | 28.7024 | -81.417 | 230 | 230 | Piedmont-Wekiva Transmission Reliability Enhancement Project | 230 | Listed in HIFLD | Existing
S-0028 | Disston | UNKNOWN120335 | 120335 | FL | Florida | 27.83 | -82.704 | Unknown | Unknown | Disston to Largo Transmission Upgrade | 230 | Listed in HIFLD | Existing
S-0029 | St. Cloud East | UNKNOWN120398 | 120398 | FL | Florida | 28.2241 | -81.1782 | 230 | 69 | Orlando St. Cloud Resiliency Connection | 230 | Listed in HIFLD | Existing
S-0030 | Bronson | BRONSON | 120421 | FL | Florida | 29.4607 | -82.6533 | 230 | Unknown | Crystal River - Bronson Transmission Line Project, Williston to Bronson Project | 230 | Listed in HIFLD | Existing
S-0031 | Killearn Tap | UNKNOWN120664 | 120664 | FL | Florida | 30.5897 | -84.2591 | 115 | 115 | North Central Florida Upgrade Project | 230 | Listed in HIFLD | Existing
S-0032 | Greenville | UNKNOWN121066 | 121066 | FL | Florida | 30.4707 | -83.623 | 115 | Unknown | North Central Florida Upgrade Project | 230 | Listed in HIFLD | Existing
S-0033 | Jasper | JASPER | 121076 | SC | South Carolina | 32.3607 | -81.1241 | 230 | 230 | Jasper - Okatie 230 kV | 230 | Listed in HIFLD | Existing
S-0034 | Spurlock | UNKNOWN121396 | 121396 | KY | Kentucky | 38.6975 | -83.8146 | 345 | 138 | Reconductor Stuart - Spurlock 345 kV Line | 345 | Listed in HIFLD | Existing
S-0035 | Crozet | CROZET | 121444 | VA | Virginia | 38.0847 | -78.6985 | 230 | 230 | Rebuild Charlottesville - Hydraulic Rd - Barracks Road - Crozet - Dooms 230 kV Line | 230 | Listed in HIFLD | Existing
S-0036 | Barracks Road | BARRACKS ROAD | 121445 | VA | Virginia | 38.0716 | -78.5305 | 230 | 230 | Rebuild Charlottesville - Hydraulic Rd - Barracks Road - Crozet - Dooms 230 kV Line | 230 | Listed in HIFLD | Existing
S-0037 | Cash's Corner | UNKNOWN121546 | 121546 | VA | Virginia | 38.1038 | -78.2635 | 230 | Unknown | Rebuild Hollymeade - Cash's Corner 230 kV Line, Rebuild Cash's Corner - Gordonsville 230 kV Line | 230 | Listed in HIFLD | Existing
S-0038 | Pleasant Valley (VA) | PLEASANT VALLEY (VA) | 121572 | VA | Virginia | 38.401 | -78.8979 | Unknown | Unknown | Staunton-Valley Rebuild | 230 | Listed in HIFLD | Existing
S-0039 | Martin West | UNKNOWN121765 | 121765 | FL | Florida | 29.3023 | -82.1963 | 230 | 69 | Marion - Levy - Alachua Reliability Projects | 230 | Listed in HIFLD | Existing
S-0040 | Garden Prairie | UNKNOWN121946 | 121946 | IL | Illinois | 42.2539 | -88.7194 | Unknown | Unknown | Reconductor Garden Prairie - Silver Lake 345 kV Line, Reconductor Cherry Valley - Garden Prairie 345 kV Line | 345 | Listed in HIFLD | Existing
S-0041 | University Park North | UNIVERSITY PARK NORTH | 122012 | IL | Illinois | 41.4421 | -87.7515 | 345 | 345 | Rebuild/Reconductor Olive - University Park 345 kV | 345 | Listed in HIFLD | Existing
S-0042 | Crete Energy Venture | CRETE ENERGY VENTURE LLC | 122014 | IL | Illinois | 41.4311 | -87.6191 | 345 | 345 | Reconductor East Frankfort - Crete 345 kV Line, Rebuild and Reconductor ComEd Portion of Crete - St. John 345 kV | 345 | Listed in HIFLD | Existing
S-0043 | Goose Creek | GOOSE CREEK | 122030 | IL | Illinois | 40.1071 | -88.6007 | 345 | 345 | 26770-Clinton-Goose Creek | 345 | Listed in HIFLD | Existing
S-0044 | Tazewell | TAZEWELL | 122068 | IL | Illinois | 40.5622 | -89.5375 | 345 | 69 | Central Illinois Grid Transformation Program | 345 | Listed in HIFLD | Existing
S-0045 | Brokaw | BROKAW | 122077 | IL | Illinois | 40.4528 | -88.9042 | 345 | 138 | Central Illinois Grid Transformation Program | 345 | Listed in HIFLD | Existing
S-0046 | Oreana | OREANA | 122121 | IL | Illinois | 39.9169 | -88.8909 | 345 | 69 | 26770-Clinton-Goose Creek | 345 | Listed in HIFLD | Existing
S-0047 | Roxford | ROXFORD | 122140 | IL | Illinois | 38.825 | -90.0972 | 345 | 138 | Maywood- Belleau- MRPD- Sioux - Bugle, 26874-Coffeen North-Roxford | 345 | Listed in HIFLD | Existing
S-0048 | Cordova Energy | CORDOVA ENERGY | 122188 | IL | Illinois | 41.7139 | -90.2798 | 345 | 345 | Reconductor Nelson - Cordova 345 kV Line | 345 | Listed in HIFLD | Existing
S-0049 | Macomb 1 | UNKNOWN122597 | 122597 | IL | Illinois | 40.4688 | -90.648 | 138 | 138 | Central Illinois Grid Transformation Program | 138 | Listed in HIFLD | Existing
S-0050 | Macomb 2 | UNKNOWN122598 | 122598 | IL | Illinois | 40.4543 | -90.6926 | 138 | 138 | Central Illinois Grid Transformation Program | 138 | Listed in HIFLD | Existing
S-0051 | Allen | ALLEN | 122650 | IN | Indiana | 41.0143 | -84.9776 | 345 | 138 | Rebuild Allen - R.P. Mone 345kV Line | 345 | Listed in HIFLD | Existing
S-0052 | Reid | REID | 122680 | KY | Kentucky | 37.6456 | -87.5036 | 161 | 69 | Southwest Indiana-Kentucky | 345 | Listed in HIFLD | Existing
S-0053 | Meredosia | MEREDOSIA | 122770 | IL | Illinois | 39.8206 | -90.5635 | 345 | 138 | Central Illinois Grid Transformation Program | 345 | Listed in HIFLD | Existing
S-0054 | Ringgold | RINGGOLD | 122879 | MD | Maryland | 39.6721 | -77.5663 | 230 | 138 | Rice - Ringgold 230 kV Line | 230 | Listed in HIFLD | Existing
S-0055 | Carroll | UNKNOWN122886 | 122886 | MD | Maryland | 39.5656 | -77.1823 | 230 | 138 | Rebuild Hunterstown - Carroll to 230 kV | 230 | Listed in HIFLD | Existing
S-0056 | Paxton East | UNKNOWN123133 | 123133 | IL | Illinois | 40.4621 | -88.0779 | 138 | 138 | Central Illinois Grid Transformation Program | 345 | Listed in HIFLD | Existing
S-0057 | Gilman | UNKNOWN123145 | 123145 | IL | Illinois | 40.7647 | -87.9972 | 138 | Unknown | Central Illinois Grid Transformation Program | 345 | Listed in HIFLD | Existing
S-0058 | Riverside (230kV) | RIVERSIDE (230KV) | 123197 | MD | Maryland | 39.2371 | -76.5109 | 230 | Unknown | Reconductor Batavia - Riverside 230 kV Line | 230 | Listed in HIFLD | Existing
S-0059 | Steele | UNKNOWN123228 | 123228 | MD | Maryland | 38.8921 | -75.8162 | 230 | 138 | Reconductor Keeney to Steele 230 kV, Rebuild Milford to Steele 230 kV | 230 | Listed in HIFLD | Existing
S-0060 | TalenEnergy Martins Creek LLC Harrisburg | TALENENERGY MARTINS CREEK LLC HARRISBURG | 123402 | PA | Pennsylvania | 40.2579 | -76.8571 | 69 | 69 | West Shore - Harrisburg 230 kV Line, Dauphin - Harrisburg 230 kV | 230 | Listed in HIFLD | Existing
S-0061 | Hunterstown | HUNTERSTOWN | 123463 | PA | Pennsylvania | 39.8682 | -77.1646 | 115 | 115 | Rebuild Hunterstown - Carroll to 230 kV | 230 | Listed in HIFLD | Existing
S-0062 | FirstEnergy Armstrong Power Station | FIRSTENERGY ARMSTRONG POWER STATION | 123478 | PA | Pennsylvania | 40.9282 | -79.4661 | 345 | Unknown | Rebuild and reconductor Armstrong - Homer City 345 kV Line | 345 | Listed in HIFLD | Existing
S-0063 | 502 Junction | UNKNOWN123487 | 123487 | PA | Pennsylvania | 39.7405 | -80.0328 | 500 | Unknown | 502 Junction - Woodside 500 KV | 500 | Listed in HIFLD | Existing
S-0064 | Monroe | UNKNOWN123616 | 123616 | PA | Pennsylvania | 40.9803 | -75.1715 | 230 | 69 | Martins Creek - Monroe 230 kV Line | 230 | Listed in HIFLD | Existing
S-0065 | Eldred | UNKNOWN123699 | 123699 | PA | Pennsylvania | 40.7287 | -76.4416 | 230 | Unknown | Rebuild Eldred - Frackville 230 kV Line | 230 | Listed in HIFLD | Existing
S-0066 | Dauphin | UNKNOWN123850 | 123850 | PA | Pennsylvania | 40.384 | -76.9067 | 230 | 69 | Dauphin - Harrisburg 230 kV | 230 | Listed in HIFLD | Existing
S-0067 | E F Barrett | E F BARRETT | 124147 | NY | New York | 40.6181 | -73.648 | 138 | Unknown | Propel NY Energy | 345 | Listed in HIFLD | Existing
S-0068 | TalenEnergy Martins Creek LLC West Shore | TALENENERGY MARTINS CREEK LLC WEST SHORE | 124218 | PA | Pennsylvania | 40.1911 | -76.947 | 230 | 230 | West Shore - Harrisburg 230 kV Line | 230 | Listed in HIFLD | Existing
S-0069 | Haines City East | HAINES CITY EAST | 124277 | FL | Florida | 28.1198 | -81.5522 | 230 | 69 | Osprey to Haines City 230 kV Line | 230 | Listed in HIFLD | Existing
S-0070 | Wabash River | WABASH RIVER | 124442 | IN | Indiana | 39.5288 | -87.4246 | 230 | Unknown | 26752-Bolton 230 lines | 230 | Listed in HIFLD | Existing
S-0071 | East 13th Street | EAST 13TH STREET | 124468 | NY | New York | 40.7275 | -73.9746 | 345 | 345 |  | 0 | Listed in HIFLD | Existing
S-0072 | Cayuga | CAYUGA | 124552 | IN | Indiana | 39.9253 | -87.4266 | 345 | 230 | 27620-Cayuga Gen. Sta.-Nucor | 345 | Listed in HIFLD | Existing
S-0074 | Brown (345 kV) | BROWN (345 KV) | 125557 | IN | Indiana | 37.9075 | -87.7218 | 345 | 138 | Southwest Indiana-Kentucky | 345 | Listed in HIFLD | Existing
S-0075 | F B Culley | F B CULLEY | 127583 | IN | Indiana | 37.9108 | -87.3259 | 138 | 69 | Southwest Indiana-Kentucky | 345 | Listed in HIFLD | Existing
S-0076 | Westfield Northeast | UNKNOWN127668 | 127668 | IN | Indiana | 40.0693 | -86.0909 | 69 | 69 | Noblesville-Westfield Reliability Projects | 230 | Listed in HIFLD | Existing
S-0077 | Milford | UNKNOWN128197 | 128197 | DE | Delaware | 38.881 | -75.3999 | 230 | Unknown | Rebuild Cartanza- Milford 230 kV Line, Rebuild Milford to Steele 230 kV | 230 | Listed in HIFLD | Existing
S-0078 | Keeney | KEENEY | 128202 | DE | Delaware | 39.6334 | -75.7309 | 500 | 138 | Reconductor Keeney to Steele 230 kV | 230 | Listed in HIFLD | Existing
S-0079 | Cartanza | CARTANZA | 128237 | DE | Delaware | 39.2022 | -75.4693 | 230 | 69 | Rebuild Cartanza- Mil 230 kV Line | 230 | Listed in HIFLD | Existing
S-0080 | Blackfoot | UNKNOWN128381 | 128381 | MI | Michigan | 42.9234 | -83.4534 | 345 | 345 | Oneida- Sabine Lake- Blackfoot & Majestic | 345 | Listed in HIFLD | Existing
S-0081 | Bismarck | UNKNOWN128399 | 128399 | MI | Michigan | 42.5945 | -82.9967 | 345 | 120 | 24990-Bismarck-Red Run | 230 | Listed in HIFLD | Existing
S-0082 | Stephens | UNKNOWN128466 | 128466 | MI | Michigan | 42.4741 | -82.9966 | 345 | 120 | 24138-St. Clair-Stephens | 345 | Listed in HIFLD | Existing
S-0083 | Jewell | UNKNOWN128512 | 128512 | MI | Michigan | 42.7181 | -83.0085 | 345 | Unknown | 24149-Jewell-Stephens | 345 | Listed in HIFLD | Existing
S-0084 | Lenox | UNKNOWN128514 | 128514 | MI | Michigan | 42.7249 | -82.8484 | 345 | 120 | 24589-Belle River-Lenox | 345 | Listed in HIFLD | Existing
S-0085 | Belle River | BELLE RIVER | 128518 | MI | Michigan | 42.772 | -82.4952 | 345 | Unknown | 24589-Belle River-Lenox | 345 | Listed in HIFLD | Existing
S-0086 | St. Clair | ST. CLAIR | 128520 | MI | Michigan | 42.7643 | -82.4746 | 345 | 120 | 24138-St. Clair-Stephens | 345 | Listed in HIFLD | Existing
S-0087 | DTE Pontiac North | DTE PONTIAC NORTH LLC | 128526 | MI | Michigan | 42.6601 | -83.2969 | Unknown | Unknown | Oneida- Sabine Lake- Blackfoot & Majestic | 345 | Listed in HIFLD | Existing
S-0088 | Greenwood | GREENWOOD | 128536 | MI | Michigan | 43.103 | -82.7018 | 345 | Unknown | 27777-Greenwood-Rapson | 345 | Listed in HIFLD | Existing
S-0089 | Orr Road | UNKNOWN128561 | 128561 | MI | Michigan | 43.4394 | -84.1646 | 138 | 138 | Murphy - Orr Road 345 kV | 345 | Listed in HIFLD | Existing
S-0090 | Murphy | UNKNOWN128625 | 128625 | MI | Michigan | 43.433 | -84.2166 | 345 | 138 | Murphy - Orr Road 345 kV | 345 | Listed in HIFLD | Existing
S-0091 | Midland Cogeneration Venture | MIDLAND COGENERATION VENTURE | 128855 | MI | Michigan | 43.5842 | -84.2249 | 345 | 345 | 23771-MCV-Tittabawassee | 345 | Listed in HIFLD | Existing
S-0092 | Mio | MIO | 128869 | MI | Michigan | 44.6614 | -84.1314 | 138 | 138 | 27781-Mio Dam-Twining | 345 | Listed in HIFLD | Existing
S-0093 | Red Run | UNKNOWN128909 | 128909 | MI | Michigan | 42.5218 | -83.0364 | 120 | 120 | 24990-Bismarck-Red Run | 230 | Listed in HIFLD | Existing
S-0094 | Twining | TWINING | 128915 | MI | Michigan | 44.1126 | -83.8053 | 138 | 138 | 27781-Mio Dam-Twining | 345 | Listed in HIFLD | Existing
S-0095 | Blue Stones Tap Station | UNKNOWN129014 | 129014 | NY | New York | 42.1079 | -73.8181 | 115 | 115 | New York Energy Solution | 345 | Listed in HIFLD | Existing
S-0096 | Edgemoor | EDGEMOOR | 129075 | DE | Delaware | 39.7408 | -75.5097 | 230 | Unknown | Rebuild Edge Moor - Linwood 230 kV | 230 | Listed in HIFLD | Existing
S-0097 | West Fairbault | WEST FAIRBAULT | 129408 | MN | Minnesota | 44.2695 | -93.2935 | 115 | 69 | Mankato-Mississippi River Transmission Project Options | 345 | Listed in HIFLD | Existing
S-0098 | Elm Road | ELM ROAD | 129486 | WI | Wisconsin | 42.8437 | -87.8307 | 230 | 230 | Bluemond- Arcadian- Waukesha- Muskego- Elm Road- Racine | 345 | Listed in HIFLD | Existing
S-0099 | East Astoria | EAST ASTORIA | 129505 | NY | New York | 40.7838 | -73.9034 | 345 | Unknown | Champlain Hudson Power Express | 320 | Listed in HIFLD | Existing
S-0100 | Shore Road | SHORE RD | 129556 | NY | New York | 40.8332 | -73.6456 | 345 | Unknown | Propel NY Energy | 345 | Listed in HIFLD | Existing
S-0101 | North Slope (Patnode) | NORTH SLOPE, LLC | 129567 | NY | New York | 44.8912 | -73.9425 | 230 | 230 | Smart Path Connect | 345 | Listed in HIFLD | Existing
S-0102 | Blackberry | BLACKBERRY | 129653 | MN | Minnesota | 47.2298 | -93.3137 | 230 | Unknown | 26299-Blackberry-Iron Range | 230 | Listed in HIFLD | Existing
S-0103 | Eastwood | UNKNOWN129661 | 129661 | MN | Minnesota | 44.1697 | -93.9397 | 115 | 69 | Mankato-Mississippi River Transmission Project | 345 | Listed in HIFLD | Existing
S-0104 | Monticello | MONTICELLO | 129677 | MN | Minnesota | 45.3308 | -93.8464 | 345 | 115 | Alexandria to Big Oaks (Cassie's Crossing) | 345 | Listed in HIFLD | Existing
S-0105 | Lakefield Junction | LAKEFIELD JUNCTION | 129831 | MN | Minnesota | 43.67 | -95.1433 | 345 | 69 | Big Stone South- Brookings County- Lakeﬁeld Junction | 765 | Listed in HIFLD | Existing
S-0106 | Cardinal | CARDINAL | 129867 | WI | Wisconsin | 43.0922 | -89.5681 | 345 | Unknown | Cardinal-Hickory Creek Transmission Line, Hill Valley - Cardinal Upgrade | 345 | Listed in HIFLD | Existing
S-0107 | Pleasant Valley | PLEASANT VALLEY (MN) | 130234 | MN | Minnesota | 43.8005 | -92.6827 | 345 | 161 | Lakeﬁeld Junction- Pleasant Valley- North Rochester | 765 | Listed in HIFLD | Existing
S-0108 | Chub Lake | CHUB LAKE | 130306 | MN | Minnesota | 44.596 | -93.296 | 345 | Unknown | 27294-Hampton Corner-Helena | 345 | Listed in HIFLD | Existing
S-0109 | Navarre | UNKNOWN130399 | 130399 | MI | Michigan | 42.2848 | -83.162 | 230 | Unknown | 25521-Brownstown-Navarre | 230 | Listed in HIFLD | Existing
S-0110 | Franklin | UNKNOWN130593 | 130593 | IA | Iowa | 42.5583 | -93.2911 | 161 | 161 | MISO LRTP Tranche 1 Portfolio | 345 | Listed in HIFLD | Existing
S-0111 | Turkey River | TURKEY RIVER | 130697 | IA | Iowa | 42.7014 | -91.0325 | 161 | 69 | N LaCrosse-N Madison-Cardinal-Hickory Creek 345 kV | 345 | Listed in HIFLD | Existing
S-0112 | Marshalltown/Twinkle | MARSHALLTOWN | 130983 | IA | Iowa | 42.0458 | -92.8617 | 161 | 115 | MISO LRTP Tranche 1 Portfolio | 345 | Listed in HIFLD | Existing
S-0113 | Graceton | GRACETON | 133892 | MD | Maryland | 39.699 | -76.3862 | 230 | 115 | Rebuild Peach Bottom - Conastone 500 kV | 500 | Listed in HIFLD | Existing
S-0114 | Brookings County | BROOKINGS COUNTY | 131160 | SD | South Dakota | 44.3893 | -96.5293 | 345 | Unknown | Big Stone South- Brookings County- Lakeﬁeld Junction, 27220-Brookings County-Lyon County | 345 | Listed in HIFLD | Existing
S-0115 | Eau Claire | UNKNOWN131390 | 131390 | WI | Wisconsin | 44.8371 | -91.4992 | 161 | 69 | Western Wisconsin Transmission Connection | 345 | Listed in HIFLD | Existing
S-0116 | Pony Creek | UNKNOWN131416 | 131416 | IA | Iowa | 41.1773 | -95.7971 | 345 | 345 | 28163-Overland Trail-Pony Creek | 345 | Listed in HIFLD | Existing
S-0117 | Walter Scott Energy Center | WALTER SCOTT ENERGY CENTER | 131417 | IA | Iowa | 41.1761 | -95.8341 | 345 | 161 | 28167-CBEC-Pony Creek | 345 | Listed in HIFLD | Existing
S-0118 | Alma | ALMA | 131555 | WI | Wisconsin | 44.3096 | -91.911 | 161 | 69 | Alma-Blair Transmission Project | 345 | Listed in HIFLD | Existing
S-0119 | Ipava | IPAVA | 173805 | IL | Illinois | 40.3427 | -90.3175 | 345 | Unknown | Skunk River - Ipava, Central Illinois Grid Transformation Program | 345 | Listed in HIFLD | Existing
S-0120 | Jump River North | UNKNOWN131987 | 131987 | WI | Wisconsin | 45.2855 | -90.9498 | 115 | 115 | Western Wisconsin Transmission Connection | 345 | Listed in HIFLD | Existing
S-0121 | Sycamore | SYCAMORE | 132136 | IA | Iowa | 41.6716 | -93.6773 | 345 | 69 | 26829-Sycamore-Bondurant | 345 | Listed in HIFLD | Existing
S-0122 | Cookstown | UNKNOWN132248 | 132248 | NJ | New Jersey | 40.0624 | -74.5491 | 230 | Unknown | Cookstown - Larrabee 230 kV | 230 | Listed in HIFLD | Existing
S-0123 | Metuchen | METUCHEN | 132282 | NJ | New Jersey | 40.5314 | -74.3461 | 230 | Unknown | Reconductor Metuchen - New Dover 230 kV | 230 | Listed in HIFLD | Existing
S-0124 | Thedford | UNKNOWN132462 | 132462 | NE | Nebraska | 41.9801 | -100.5123 | 115 | Unknown | R-Project | 345 | Listed in HIFLD | Existing
S-0125 | Lyon County | LYON COUNTY | 132553 | MN | Minnesota | 44.4735 | -95.674 | 345 | Unknown | 27220-Brookings County-Lyon County | 345 | Listed in HIFLD | Existing
S-0126 | Aldene | ALDENE | 132616 | NJ | New Jersey | 40.6564 | -74.2855 | 230 | 230 | Reconductor Warinanco - Aldene 230 kV | 230 | Listed in HIFLD | Existing
S-0127 | Bayway | BAYWAY | 133140 | NJ | New Jersey | 40.6446 | -74.2059 | 345 | Unknown | Bayway - Federal Square 230 kV | 230 | Listed in HIFLD | Existing
S-0128 | Warinanco | UNKNOWN133141 | 133141 | NJ | New Jersey | 40.6417 | -74.234 | 230 | Unknown | Reconductor Warinanco - Aldene 230 kV | 230 | Listed in HIFLD | Existing
S-0129 | Whiting | UNKNOWN133189 | 133189 | NJ | New Jersey | 39.9521 | -74.3779 | 230 | 230 | Cookstown Whiting 230 kV | 230 | Listed in HIFLD | Existing
S-0130 | Cedar Station | CEDAR STATION | 133191 | NJ | New Jersey | 39.6903 | -74.2613 | 230 | 230 | Rebuild Cedar - Oyster Creek 230 kV | 230 | Listed in HIFLD | Existing
S-0131 | Jamestown | UNKNOWN133421 | 133421 | ND | North Dakota | 47.0285 | -98.6808 | 345 | Unknown | Jamestown to Ellendale (JETx) | 345 | Listed in HIFLD | Existing
S-0132 | West Barnstable | UNKNOWN133456 | 133456 | MA | Massachusetts | 41.6859 | -70.3503 | 345 | 115 | Cape Cod Solution Phase II | 345 | Listed in HIFLD | Existing
S-0133 | Maple River | MAPLE RIVER | 133769 | ND | North Dakota | 46.9174 | -96.8738 | 345 | 69 | MISO LRTP Tranche 2.1 Portfolio | 345 | Listed in HIFLD | Existing
S-0134 | Bison | UNKNOWN133834 | 133834 | ND | North Dakota | 46.9797 | -101.5422 | 230 | 230 | 27669-Nelson Lake-Square Butte East / Bison | 230 | Listed in HIFLD | Existing
S-0135 | Blackberry | UNKNOWN133896 | 133896 | MO | Missouri | 37.3323 | -94.6095 | 345 | 345 | Blackberry - Wolf Creek 345 kV | 345 | Listed in HIFLD | Existing
S-0136 | Nelson | NELSON | 134641 | IL | Illinois | 41.7606 | -89.6092 | 345 | 138 | Reconductor Nelson - Cordova 345 kV Line, Reconductor ESS H471 - Nelson 345 kV | 345 | Listed in HIFLD | Existing
S-0137 | Wayne | WAYNE | 134642 | IL | Illinois | 41.9827 | -88.2402 | 345 | 138 | Byron - Wayne 345 kV Line | 345 | Listed in HIFLD | Existing
S-0138 | East Frankfort | EAST FRANKFORT | 134644 | IL | Illinois | 41.4946 | -87.8255 | 345 | 138 | Reconductor East Frankfort - Crete 345 kV Line | 345 | Listed in HIFLD | Existing
S-0139 | Elwood | ELWOOD | 134645 | IL | Illinois | 41.4386 | -88.1157 | 345 | 345 | Reconductor Elwood - Goodings Grove 345 kV Line | 345 | Listed in HIFLD | Existing
S-0140 | Collins | COLLINS | 134649 | IL | Illinois | 41.3528 | -88.3471 | 765 | 345 | Sub T - Woodford County - Collins & Reynolds | 765 | Listed in HIFLD | Existing
S-0141 | Wilton | WILTON | 134650 | IL | Illinois | 41.3984 | -87.9527 | 765 | Unknown | Wilton - Dumont 765 kV Sag Mitigation | 765 | Listed in HIFLD | Existing
S-0142 | Plano (765 kV) | PLANO (765 KV) | 134652 | IL | Illinois | 41.6835 | -88.4792 | 765 | 345 | Sugar Creek- Collins | 765 | Listed in HIFLD | Existing
S-0143 | Goodings Grove | GOODINGS GROVE | 134654 | IL | Illinois | 41.6249 | -87.9326 | 345 | 138 | Reconductor Elwood - Goodings Grove 345 kV Line | 345 | Listed in HIFLD | Existing
S-0144 | Tollway | TOLLWAY | 134657 | IL | Illinois | 42.0637 | -88.2401 | 345 | 138 | Mitigate sag limits on Wayne - Tollway 345 kV line | 345 | Listed in HIFLD | Existing
S-0145 | Byron | BYRON | 134660 | IL | Illinois | 42.074 | -89.2867 | 345 | 345 | Reconductor Wempleton - Byron 345 kV Line | 345 | Listed in HIFLD | Existing
S-0146 | Arpin | ARPIN | 134671 | WI | Wisconsin | 44.558 | -89.9446 | 345 | 115 | Grid Forward Central Wisconsin Transmission Line Project | 345 | Listed in HIFLD | Existing
S-0147 | North Appleton | NORTH APPLETON | 134680 | WI | Wisconsin | 44.3677 | -88.3546 | 345 | 138 | 28116-North Appleton-Fox River | 345 | Listed in HIFLD | Existing
S-0148 | Cherry Valley | CHERRY VALLEY | 134700 | IL | Illinois | 42.2163 | -88.9759 | 345 | 138 | Reconductor Cherry Valley - Garden Prairie 345 kV Line | 345 | Listed in HIFLD | Existing
S-0149 | Silver Lake | SILVER LAKE | 134702 | IL | Illinois | 42.2549 | -88.251 | 345 | 138 | Reconductor Garden Prairie - Silver Lake 345 kV Line | 345 | Listed in HIFLD | Existing
S-0150 | Easy Road/ Lee Energy Facility | EASY ROAD | 134711 | IL | Illinois | 41.8277 | -89.4073 | 345 | 345 | Reconductor Lee County - Byron 345 kV Line | 345 | Listed in HIFLD | Existing
S-0151 | Wempleton | WEMPLETOWN | 134715 | IL | Illinois | 42.3427 | -89.1927 | 345 | Unknown | Reconductor Wempleton - Byron 345 kV Line | 345 | Listed in HIFLD | Existing
S-0152 | Arcadian | ARCADIAN | 134716 | WI | Wisconsin | 43.0087 | -88.1733 | 345 | 138 | Bluemond- Arcadian- Waukesha- Muskego- Elm Road- Racine | 345 | Listed in HIFLD | Existing
S-0153 | Stone Lake | STONE LAKE | 134756 | WI | Wisconsin | 45.8985 | -91.521 | 345 | 69 | 25550-Arrowhead SS-Stone Lake SS | 345 | Listed in HIFLD | Existing
S-0154 | East Garden City | EAST GARDEN CITY | 134777 | NY | New York | 40.7303 | -73.611 | 345 | Unknown | Propel NY Energy | 345 | Listed in HIFLD | Existing
S-0155 | Sprain Brook | SPRAIN BROOK | 134794 | NY | New York | 40.9573 | -73.8564 | 345 | Unknown | Propel NY Energy | 345 | Listed in HIFLD | Existing
S-0156 | Tremont | TREMONT | 134796 | NY | New York | 40.8427 | -73.8633 | 138 | 138 | Propel NY Energy | 345 | Listed in HIFLD | Existing
S-0157 | Bismarck | BISMARCK | 134908 | ND | North Dakota | 46.8139 | -100.729 | 230 | 115 | 27385-Glenham-Bismarck WAPA | 230 | Listed in HIFLD | Existing
S-0158 | Center 345kV Switchyard | CENTER 345KV SWITCHYARD | 134968 | ND | North Dakota | 47.0762 | -101.1993 | 345 | 230 | North Plains Connector | 345 | Listed in HIFLD | Existing
S-0159 | Alexandria | ALEXANDRIA | 135071 | MN | Minnesota | 45.8476 | -95.4059 | 345 | 115 | Big Stone South to Alexandria Route Options | 345 | Listed in HIFLD | Existing
S-0160 | Glenham | GLENHAM | 135085 | SD | South Dakota | 45.5346 | -100.2256 | 230 | 115 | 27384-Glenham-Whitlock | 230 | Listed in HIFLD | Existing
S-0161 | Hankinson | HANKINSON | 135313 | ND | North Dakota | 46.1172 | -96.8882 | 230 | 42 | MISO LRTP Tranche 2.1 JTIQ Lines | 345 | Listed in HIFLD | Existing
S-0162 | Bourne Switching Station | BOURNE SWITCHING STATION | 135433 | MA | Massachusetts | 41.7664 | -70.5582 | 115 | 115 | Cape Cod Solution Phase II | 345 | Listed in HIFLD | Existing
S-0163 | Vernon VT | VERNON VT | 135586 | VT | Vermont | 42.7834 | -72.5191 | 345 | 115 | Reconductor Vernon - Northfield 345kV | 345 | Listed in HIFLD | Existing
S-0164 | Arrowhead | ARROWHEAD | 135642 | MN | Minnesota | 46.7721 | -92.2944 | 345 | 115 | MISO LRTP Tranche 2.1 Portfolio, 25550-Arrowhead SS-Stone Lake SS | 345 | Listed in HIFLD | Existing
S-0165 | Pleasant Valley | PLEASANT VALLEY | 135677 | NY | New York | 41.7394 | -73.8348 | 345 | 345 | New York Energy Solution | 345 | Listed in HIFLD | Existing
S-0166 | Churchtown | CHURCHTOWN | 135703 | NY | New York | 42.1933 | -73.7427 | 115 | 115 | New York Energy Solution | 345 | Listed in HIFLD | Existing
S-0167 | Wishek | WISHEK | 135716 | ND | North Dakota | 46.2606 | -99.5963 | 230 | 42 | 27392-Wishek-Napoleon, 27393-Wishek-Merricourt | 230 | Listed in HIFLD | Existing
S-0168 | Merricourt | UNKNOWN135729 | 135729 | ND | North Dakota | 46.2139 | -98.754 | Unknown | Unknown | 27393-Wishek-Merricourt | 230 | Listed in HIFLD | Existing
S-0169 | Ryan | RYAN | 135979 | NY | New York | 44.8908 | -73.9856 | 230 | 230 | Smart Path Connect | 345 | Listed in HIFLD | Existing
S-0170 | Willis | WILLIS | 135999 | NY | New York | 44.8892 | -74.1187 | 230 | Unknown | Smart Path Connect | 345 | Listed in HIFLD | Existing
S-0171 | Coolidge | COOLIDGE | 136057 | VT | Vermont | 43.4291 | -72.6604 | 345 | 115 | New England Clean Power Link | 320 | Listed in HIFLD | Existing
S-0172 | New Scotland | NEW SCOTLAND | 136073 | NY | New York | 42.6092 | -73.9042 | 345 | Unknown | Central East Energy Connect | 345 | Listed in HIFLD | Existing
S-0173 | Riverton 230/115 kV | RIVERTON 230/115 KV | 136197 | MN | Minnesota | 46.452 | -94.0665 | 230 | 69 | 26410-Riverton-Wing River | 230 | Listed in HIFLD | Existing
S-0174 | Wing River | WING RIVER | 136200 | MN | Minnesota | 46.3875 | -95.0246 | 230 | 115 | 26410-Riverton-Wing River | 230 | Listed in HIFLD | Existing
S-0175 | Syosset | SYOSSET | 136422 | NY | New York | 40.8264 | -73.4802 | 69 | Unknown | Propel NY Energy | 345 | Listed in HIFLD | Existing
S-0176 | Ruland Road | RULAND ROAD | 136424 | NY | New York | 40.7625 | -73.4181 | 138 | Unknown | Propel NY Energy | 345 | Listed in HIFLD | Existing
S-0177 | Larrabee Road | LARRABEE ROAD | 136732 | ME | Maine | 44.1411 | -70.186 | 345 | 115 | Merrill Road to Larrabee Road | 345 | Listed in HIFLD | Existing
S-0178 | Coopers Mills | COOPERS MILLS | 136775 | ME | Maine | 44.297 | -69.5566 | 345 | 115 | Coopers Mills to Maine Yankee 345 kV line | 345 | Listed in HIFLD | Existing
S-0179 | Maine Yankee | MAINE YANKEE | 136804 | ME | Maine | 43.9536 | -69.6954 | 345 | 345 | Coopers Mills to Maine Yankee 345 kV line | 345 | Listed in HIFLD | Existing
S-0180 | Overland Trail | UNKNOWN137755 | 137755 | IA | Iowa | 41.1983 | -95.7978 | 345 | 161 | 28163-Overland Trail-Pony Creek | 345 | Listed in HIFLD | Existing
S-0181 | Colby | COLBY | 138105 | IA | Iowa | 43.2542 | -93.2917 | 161 | 161 | 27311-Bison-Colby | 345 | Listed in HIFLD | Existing
S-0182 | Benton | BENTON | 139719 | MN | Minnesota | 45.5689 | -94.0384 | 345 | 69 | Northland Reliability Project | 345 | Listed in HIFLD | Existing
S-0183 | Cammack Rd | TAP140165 | 140165 | IN | Indiana | 40.1071 | -86.081 | 230 | 230 | 26747-Tipton West-Cammack Rd SS | 230 | Listed in HIFLD | Existing
S-0184 | New Dover | NEW DOVER | 140871 | NJ | New Jersey | 40.5868 | -74.3493 | 230 | 230 | Reconductor Metuchen - New Dover 230 kV | 230 | Listed in HIFLD | Existing
S-0185 | Sayreville (Raritan River) | SAYREVILLE | 140903 | NJ | New Jersey | 40.4792 | -74.3536 | 230 | 230 | Reconductor Red Oak - Raritan River A and B 230 kV Lines | 230 | Listed in HIFLD | Existing
S-0186 | Red Oak Station | READ OAK STATION | 140904 | NJ | New Jersey | 40.4492 | -74.3471 | 230 | 230 | Reconductor Red Oak - Raritan River A and B 230 kV Lines | 230 | Listed in HIFLD | Existing
S-0187 | Federal Square | FEDERAL SQUARE | 140958 | NJ | New Jersey | 40.7266 | -74.1746 | 138 | 138 | Bayway - Federal Square 230 kV | 230 | Listed in HIFLD | Existing
S-0188 | South Waterfront | UNKNOWN140971 | 140971 | NJ | New Jersey | 40.7162 | -74.0544 | Unknown | Unknown | Hudson - South Waterfront - Add Second 230 kV Underground Cable | 230 | Listed in HIFLD | Existing
S-0189 | Essex | ESSEX | 140975 | NJ | New Jersey | 40.7384 | -74.1206 | 230 | Unknown | Hudson - Essex 230 kV | 230 | Listed in HIFLD | Existing
S-0190 | Cedar Grove | CEDAR GROVE | 140985 | NJ | New Jersey | 40.8672 | -74.2176 | 230 | 230 | Jackson Road to Cedar Grove 230 kV Line | 230 | Listed in HIFLD | Existing
S-0191 | HVDC B2B Station Hudson | HVDC B2B STATION HUDSON | 140990 | NJ | New Jersey | 40.8321 | -74.0126 | 345 | 230 | Hudson - Essex 230 kV | 230 | Listed in HIFLD | Existing
S-0192 | Rainey | RAINEY | 140991 | NY | New York | 40.7632 | -73.943 | 345 | 138 | Clean Path NY, Brooklyn Clean Energy Hub | 345 | Listed in HIFLD | Existing
S-0193 | Farragut | FARRAGUT | 140993 | NY | New York | 40.7051 | -73.9845 | 345 | Unknown | Brooklyn Clean Energy Hub | 345 | Listed in HIFLD | Existing
S-0194 | Oyster Creek | OYSTER CREEK | 141125 | NJ | New Jersey | 39.8137 | -74.2092 | 230 | 230 | Rebuild Cedar - Oyster Creek 230 kV, Ocean Wind BL England to Oyster Creek | 275 | Listed in HIFLD | Existing
S-0195 | Atlantic | ATLANTIC | 141146 | NJ | New Jersey | 40.2542 | -74.1185 | 230 | 230 | Oceanview - Atlantic - Larrabee - Smithburg 230 kV Upgrade | 230 | Listed in HIFLD | Existing
S-0196 | Oceanview | OCEANVIEW | 141147 | NJ | New Jersey | 40.221 | -74.0459 | 230 | Unknown | Oceanview - Atlantic - Larrabee - Smithburg 230 kV Upgrade | 230 | Listed in HIFLD | Existing
S-0197 | Smithburg | SMITHBURG | 141148 | NJ | New Jersey | 40.2014 | -74.3606 | 500 | 230 | Oceanview - Atlantic - Larrabee - Smithburg 230 kV Upgrade, Rebuild Larrabee - Smithburg 230 kV, Larrabee - Smithburg 500 kV Line | 500 | Listed in HIFLD | Existing
S-0198 | Larrabee | LARRABEE | 141149 | NJ | New Jersey | 40.1138 | -74.1919 | 230 | Unknown | Oceanview - Atlantic - Larrabee - Smithburg 230 kV Upgrade, Rebuild Larrabee - Smithburg 230 kV, Larrabee - Smithburg 500 kV Line, Larrabee Collector Station - Larrabee 230 kV | 230 | Listed in HIFLD | Existing
S-0199 | Baker Tap | TAP142863 | 142863 | FL | Florida | 30.5708 | -84.1673 | 115 | 115 | North Central Florida Upgrade Project | 230 | Listed in HIFLD | Existing
S-0200 | Miccosukee Tap | TAP143110 | 143110 | FL | Florida | 30.5454 | -84.0431 | 115 | 115 | North Central Florida Upgrade Project | 230 | Listed in HIFLD | Existing
S-0201 | Sonnie Tap | TAP143111 | 143111 | FL | Florida | 30.5218 | -83.2829 | 115 | 115 | North Central Florida Upgrade Project | 230 | Listed in HIFLD | Existing
S-0202 | Aucilla Tap | TAP143116 | 143116 | FL | Florida | 30.4889 | -83.7563 | 115 | 115 | North Central Florida Upgrade Project | 230 | Listed in HIFLD | Existing
S-0203 | Lloyd Tap | TAP143118 | 143118 | FL | Florida | 30.5114 | -83.9519 | 115 | 115 | North Central Florida Upgrade Project | 230 | Listed in HIFLD | Existing
S-0204 | Adirondack | ADIRONDACK | 143481 | NY | New York | 43.9221 | -75.32 | 230 | Unknown | Smart Path (Rebuild) | 345 | Listed in HIFLD | Existing
S-0205 | Chases Lake | CHASES LAKE | 143482 | NY | New York | 43.7653 | -75.3493 | 230 | 230 | Smart Path Connect | 345 | Listed in HIFLD | Existing
S-0206 | Sherburne County | SHERBURNE COUNTY | 143505 | MN | Minnesota | 45.3749 | -93.8981 | 345 | 115 | Northland Reliability Project, MN Energy Connection Route Options | 345 | Listed in HIFLD | Existing
S-0207 | Middlesex | MIDDLESEX | 143617 | NJ | New Jersey | 40.5608 | -74.4622 | 230 | 230 | Reconductor Lake Nelson - Middlesex 230 kV Line | 230 | Listed in HIFLD | Existing
S-0208 | Lake Nelson | LAKE NELSON | 143618 | NJ | New Jersey | 40.5528 | -74.4523 | 230 | 230 | Reconductor Kilmer - Lake Nelson 230 kV Line, Reconductor Lake Nelson - Middlesex 230 kV Line | 230 | Listed in HIFLD | Existing
S-0209 | Kilmer | KILNER | 143619 | NJ | New Jersey | 40.5336 | -74.4253 | 230 | 230 | Reconductor Kilmer - Lake Nelson 230 kV Line | 230 | Listed in HIFLD | Existing
S-0210 | Bluemound | BLUEMOUND | 143641 | WI | Wisconsin | 43.0286 | -88.0539 | 230 | Unknown | Bluemond- Arcadian- Waukesha- Muskego- Elm Road- Racine | 345 | Listed in HIFLD | Existing
S-0211 | South Fond Du Lac | SOUTH FOND DE LAC | 143646 | WI | Wisconsin | 43.735 | -88.4945 | 345 | 69 | South Fond du Lac- Rockdale- Big Bend- Sugar Creek - Kitty Hawk | 345 | Listed in HIFLD | Existing
S-0212 | Waukesha | WAUKESHA | 143660 | WI | Wisconsin | 43.028 | -88.2243 | 138 | 138 | Bluemond- Arcadian- Waukesha- Muskego- Elm Road- Racine | 345 | Listed in HIFLD | Existing
S-0213 | Sugar Creek | SUGAR CREEK | 143669 | WI | Wisconsin | 42.7029 | -88.5528 | 138 | 138 | South Fond du Lac- Rockdale- Big Bend- Sugar Creek - Kitty Hawk, Bell Center–Columbia–Sugar Creek–IL/WI State Line 765 kV | 345 | Listed in HIFLD | Existing
S-0214 | Fraser | FRASER | 143742 | NY | New York | 42.2555 | -74.9977 | 345 | 115 | Clean Path NY | 345 | Listed in HIFLD | Existing
S-0215 | Moses (St. Lawrence - FDR) | MOSES | 143768 | NY | New York | 45.0041 | -74.8044 | 230 | 115 | Smart Path (Rebuild) | 345 | Listed in HIFLD | Existing
S-0216 | Racine | RACINE | 143827 | WI | Wisconsin | 42.706 | -87.8679 | 345 | 138 | Bluemond- Arcadian- Waukesha- Muskego- Elm Road- Racine | 345 | Listed in HIFLD | Existing
S-0217 | Columbia | COLUMBIA | 143860 | WI | Wisconsin | 43.4862 | -89.417 | 345 | 69 | Grid Forward Central Wisconsin Transmission Line Project, 28078-Columbia-North Madison, Bell Center–Columbia–Sugar Creek–IL/WI State Line 765 kV | 345 | Listed in HIFLD | Existing
S-0218 | Eden | EDEN | 143869 | WI | Wisconsin | 42.968 | -90.4226 | 138 | 69 | N LaCrosse-N Madison-Cardinal-Hickory Creek 345 kV | 345 | Listed in HIFLD | Existing
S-0219 | Rockdale | ROCKDALE | 143902 | WI | Wisconsin | 42.9775 | -89.0487 | 138 | 138 | South Fond du Lac- Rockdale- Big Bend- Sugar Creek - Kitty Hawk | 345 | Listed in HIFLD | Existing
S-0220 | North Madison | NORTH MADISON | 143908 | WI | Wisconsin | 43.2557 | -89.4196 | 69 | Unknown | Proposed MVP Portfolio 1: N LaCrosse-N Madison-Cardinal-Hickory Creek 345 kV, 28078-Columbia-North Madison | 345 | Listed in HIFLD | Existing
S-0221 | Waneeta | WANEETA | 143954 | PA | Pennsylvania | 40.0088 | -75.115 | 230 | 69 | Richmond - Waneeta 230 kV | 230 | Listed in HIFLD | Existing
S-0222 | Richmond | RICHMOND | 143959 | PA | Pennsylvania | 39.9847 | -75.0773 | 230 | 230 | Richmond - Waneeta 230 kV | 230 | Listed in HIFLD | Existing
S-0223 | New Freedom | NEW FREEDOM | 143974 | NJ | New Jersey | 39.741 | -74.9628 | 500 | 230 | Rebuild Cardiff - New Freedom 230 kV | 230 | Listed in HIFLD | Existing
S-0224 | Whitlock | WHITLOCK | 143982 | SD | South Dakota | 45.0097 | -100.2283 | 230 | 230 | 27384-Glenham-Whitlock | 230 | Listed in HIFLD | Existing
S-0225 | Tremval | TREMVAL | 143990 | WI | Wisconsin | 44.2933 | -91.2551 | 161 | 69 | Alma-Blair Transmission Project | 345 | Listed in HIFLD | Existing
S-0226 | Brownstown | BROWNSTOWN | 143992 | MI | Michigan | 42.116 | -83.2488 | 345 | 120 | 23965-Brownstown-Monroe | 345 | Listed in HIFLD | Existing
S-0227 | Porter | PORTER | 144000 | NY | New York | 43.153 | -75.2247 | 230 | 115 | Smart Path Connect | 345 | Listed in HIFLD | Existing
S-0228 | Edic | EDIC | 144001 | NY | New York | 43.1576 | -75.2271 | 345 | 115 | Smart Path Connect, Central East Energy Connect | 345 | Listed in HIFLD | Existing
S-0229 | Whitpain | WHITPAIN | 144015 | PA | Pennsylvania | 40.1715 | -75.31 | 500 | 230 | Rebuild Whitpain – Buxmont 230 kV Line | 230 | Listed in HIFLD | Existing
S-0230 | Linwood | LINWOOD | 144049 | PA | Pennsylvania | 39.818 | -75.4331 | 230 | Unknown | Rebuild Edge Moor - Linwood 230 kV | 230 | Listed in HIFLD | Existing
S-0231 | Cardiff | CARDIFF | 144073 | NJ | New Jersey | 39.4283 | -74.6205 | 230 | Unknown | Rebuild Cardiff - New Freedom 230 kV | 230 | Listed in HIFLD | Existing
S-0232 | North Rochester | NORTH ROCHESTER | 144335 | MN | Minnesota | 44.223 | -92.6589 | 345 | 161 | Mankato-Mississippi River Transmission Line Project | 345 | Listed in HIFLD | Existing
S-0233 | Buxmont | BUXMONT | 144378 | PA | Pennsylvania | 40.3484 | -75.3412 | 230 | Unknown | Rebuild Whitpain – Buxmont 230 kV Line | 230 | Listed in HIFLD | Existing
S-0234 | Martins Creek | MARTINS CREEK | 144385 | PA | Pennsylvania | 40.8004 | -75.1086 | 230 | 230 | Martins Creek - Monroe 230 kV Line | 230 | Listed in HIFLD | Existing
S-0235 | Wilmarth | WILMARTH | 144558 | MN | Minnesota | 44.1988 | -94.0084 | 345 | 69 | Mankato-Mississippi River Transmission Project Options | 345 | Listed in HIFLD | Existing
S-0236 | Lehigh | LEHIGH | 144561 | IA | Iowa | 42.3714 | -94.1165 | 345 | 345 | Lehigh - Marshalltown - Franklin North - Montezuma | 345 | Listed in HIFLD | Existing
S-0237 | Webster | WEBSTER | 144562 | IA | Iowa | 42.5661 | -94.0922 | 345 | 161 | Webster - Franklin - Marshalltown - Morgan Valley | 345 | Listed in HIFLD | Existing
S-0238 | Raun | RAUN | 144563 | IA | Iowa | 42.3294 | -96.3655 | 345 | 161 | MISO LRTP Tranche 2.1 JTIQ Lines, 27451-Raun-Remsen | 345 | Listed in HIFLD | Existing
S-0239 | Milan | MILAN | 144625 | MI | Michigan | 42.1113 | -83.6532 | 345 | 120 | 27785-Majestic-Milan | 345 | Listed in HIFLD | Existing
S-0240 | Monroe | MONROE | 144634 | MI | Michigan | 41.9194 | -83.3858 | 120 | 120 | 23965-Brownstown-Monroe | 345 | Listed in HIFLD | Existing
S-0241 | Wayne | WAYNE | 144654 | MI | Michigan | 42.3101 | -83.4652 | 345 | Unknown | Nelson Road to Oneida | 345 | Listed in HIFLD | Existing
S-0242 | Coventry | COVENTRY | 144655 | MI | Michigan | 42.3531 | -83.6231 | 345 | 120 | Nelson Road to Oneida | 345 | Listed in HIFLD | Existing
S-0243 | Majestic | MAJESTIC | 144661 | MI | Michigan | 42.3779 | -83.9808 | 345 | 138 | Nelson Road to Oneida, 27785-Majestic-Milan | 345 | Listed in HIFLD | Existing
S-0244 | Marcy | MARCY | 144834 | NY | New York | 43.1787 | -75.2225 | 765 | 345 | Smart Path Connect | 345 | Listed in HIFLD | Existing
S-0245 | Rapson | RAPSON | 145628 | MI | Michigan | 43.8295 | -82.8691 | 345 | 120 | 27777-Greenwood-Rapson | 345 | Listed in HIFLD | Existing
S-0246 | Tompkins | TOMPKINS | 145661 | MI | Michigan | 42.4154 | -84.4855 | 345 | 138 | Nelson Road to Oneida, Helix - Tompkins | 345 | Listed in HIFLD | Existing
S-0247 | Tittabawassee | TITTABAWASSEE | 145663 | MI | Michigan | 43.5738 | -84.1814 | 345 | 138 | Ludington- Denver- Tittabawassee & Nelson Road | 345 | Listed in HIFLD | Existing
S-0248 | Nelson Road | NELSON ROAD | 145775 | MI | Michigan | 43.2108 | -84.8301 | 345 | 345 | LRTP-18: Oneida – Nelson Rd. | 345 | Listed in HIFLD | Existing
S-0249 | Oneida | ONEIDA | 145776 | MI | Michigan | 42.6856 | -84.7851 | 345 | 138 | LRTP-18: Oneida – Nelson Rd., Battle Creek - Oneida | 345 | Listed in HIFLD | Existing
S-0250 | Ludington | LUDINGTON | 145846 | MI | Michigan | 43.8899 | -86.4414 | 345 | 345 | Ludington- Denver- Tittabawassee & Nelson Road | 345 | Listed in HIFLD | Existing
S-0251 | Benton Harbor | BENTON HARBOR | 146046 | MI | Michigan | 42.1891 | -86.3349 | 345 | 138 | Reconductor or Rebuild Benton Harbor - Segreto 345 kV | 345 | Listed in HIFLD | Existing
S-0252 | Erie West | ERIE WEST | 146120 | PA | Pennsylvania | 41.9344 | -80.3844 | 345 | 115 | Lake Erie Connector | 345 | Listed in HIFLD | Existing
S-0253 | Burches Hill | BURCHES HILL | 146175 | MD | Maryland | 38.7384 | -76.8709 | 500 | 230 | N1085N - Burches Hill 230 kV | 230 | Listed in HIFLD | Existing
S-0254 | Quad Cities | QUAD CITIES | 146219 | IL | Illinois | 41.7265 | -90.3063 | 345 | 345 | Reconductor Quad Cities - ESS H471 345 kV | 345 | Listed in HIFLD | Existing
S-0255 | Montezuma Switching Station | MONTEZUMA SWITCHING STATION | 146240 | IA | Iowa | 41.6105 | -92.5636 | 345 | 345 | Lehigh- Marshalltown- Franklin North & Montezuma | 345 | Listed in HIFLD | Existing
S-0256 | Bondurant | BONDURANT | 146241 | IA | Iowa | 41.675 | -93.4978 | 345 | 161 | 26829-Sycamore-Bondurant | 345 | Listed in HIFLD | Existing
S-0257 | High Ridge | HIGH RIDGE | 146289 | MD | Maryland | 39.1408 | -76.8728 | 230 | 115 | North Delta-High Ridge 500 kV Line | 500 | Listed in HIFLD | Existing
S-0258 | Northwest | NORTHWEST | 146325 | MD | Maryland | 39.4636 | -76.8404 | 230 | 115 | Reconductor Conastone - Northwest 230 kV Lines | 230 | Listed in HIFLD | Existing
S-0259 | Elmont | ELMONT | 146336 | VA | Virginia | 37.6978 | -77.4847 | 500 | Unknown | Rebuild Ladysmith to Elmont 500 kV Line, Rebuild Elmont to Chickahominy 500 kV Line, Elmont - Ladysmith 230 kV Line, Elmont to Chickahominy 230 kV Line | 500 | Listed in HIFLD | Existing
S-0260 | Fredericksburg | FREDERICKSBURG | 146338 | VA | Virginia | 38.3044 | -77.4832 | 230 | 115 | Fredericksburg-Possum Point Upgrade and Rebuild | 230 | Listed in HIFLD | Existing
S-0261 | Brambleton | BRAMBLETON | 146342 | VA | Virginia | 38.9636 | -77.549 | 500 | 230 | Reconductor Brambleton - Evergreen Mills 230 kV Line | 230 | Listed in HIFLD | Existing
S-0262 | Pleasant View | PLEASANT VIEW | 146344 | VA | Virginia | 39.0759 | -77.5288 | 230 | 230 | Pleasant View - Structure 203/15 | 230 | Listed in HIFLD | Existing
S-0263 | Cannon Branch | CANNON BRANCH | 146345 | VA | Virginia | 38.744 | -77.503 | 230 | 115 | Cannon Branch - Winters Branch 230 kV Line Extension, Clifton-Winters Branch Rebuild, Liberty-Cannon Branch Upgrade | 230 | Listed in HIFLD | Existing
S-0264 | Greenway | GREENWAY | 146346 | VA | Virginia | 39.004 | -77.4796 | 230 | Unknown | Eastern Loudoun County Reconductor Projects | 230 | Listed in HIFLD | Existing
S-0265 | Doubs | DOUBS | 146349 | MD | Maryland | 39.2964 | -77.5148 | 500 | 138 | Rebuild Doubs - Goose Creek 500 kV Line, Conastone - Doubs 500 kV, Rebuild Doubs-Dickerson 230 kV, Rebuild Doubs - Aqueduct 230 kV | 500 | Listed in HIFLD | Existing
S-0266 | Enterprise | UNKNOWN146358 | 146358 | VA | Virginia | 39.0022 | -77.4804 | 230 | 230 | Eastern Loudoun County Reconductor Projects | 230 | Listed in HIFLD | Existing
S-0267 | Shellhorn | UNKNOWN146361 | 146361 | VA | Virginia | 38.9989 | -77.472 | 230 | 230 | Eastern Loudoun County Reconductor Projects | 230 | Listed in HIFLD | Existing
S-0268 | Ladysmith | LADYSMITH | 146371 | VA | Virginia | 38.0467 | -77.5503 | 500 | 230 | Rebuild Ladysmith to Elmont 500 kV Line, Elmont - Ladysmith 230 kV Line | 500 | Listed in HIFLD | Existing
S-0269 | Bristers | BRISTERS | 146375 | VA | Virginia | 38.5631 | -77.5955 | 500 | 115 | Rebuild Bristers - Morrisville 500 kV Line | 500 | Listed in HIFLD | Existing
S-0270 | Gainesville | GAINESVILLE | 146376 | VA | Virginia | 38.7908 | -77.5652 | 230 | 115 | Reconductor Railroad DP - Gainesville 230 kV Line, Reconductor/Rebuild Gainesville - Wheeler 230 kV Line, Reconductor Elk Run - Gainesville 230 kV Line, Rollins Ford - Gainseville 230 kV | 230 | Listed in HIFLD | Existing
S-0271 | Hope Creek | HOPE CREEK | 146544 | NJ | New Jersey | 39.4675 | -75.5339 | 500 | 500 | Upgrade Silver Run - Hope Creek 230 kV Line | 230 | Listed in HIFLD | Existing
S-0272 | Conastone | CONASTONE | 146549 | MD | Maryland | 39.6874 | -76.5404 | 500 | 230 | Rebuild Peach Bottom - Conastone 500 kV, Reconductor Conastone - Northwest 230 kV Lines, Conastone - Doubs 500 kV | 500 | Listed in HIFLD | Existing
S-0273 | Charlottesville | CHARLOTTESVILLE | 146602 | VA | Virginia | 38.0416 | -78.4578 | 230 | 230 | Rebuild Charlottesville - Hydraulic Rd - Barracks Road - Crozet - Dooms 230 kV Line, Rebuild Charlottesville - Proffit 230 kV Line, Charlottesville - Gordonsville 230 kV | 230 | Listed in HIFLD | Existing
S-0274 | Proffit | PROFFIT | 146622 | VA | Virginia | 38.1186 | -78.4154 | 230 | 230 | Rebuild Charlottesville - Proffit 230 kV Line | 230 | Listed in HIFLD | Existing
S-0275 | Hollymeade | HOLLYMEAD | 146623 | VA | Virginia | 38.1273 | -78.4338 | 230 | 230 | Rebuild Hollymeade - Cash's Corner 230 kV Line | 230 | Listed in HIFLD | Existing
S-0276 | Mount Storm | MOUNT STORM | 146689 | WV | West Virginia | 39.203 | -79.2716 | 500 | 115 | Mt. Storm - Valley 500 kV Rebuild | 500 | Listed in HIFLD | Existing
S-0277 | Homer City | HOMER CITY | 146706 | PA | Pennsylvania | 40.5172 | -79.1933 | 345 | 230 | Rebuild and reconductor Armstrong - Homer City 345 kV Line | 345 | Listed in HIFLD | Existing
S-0278 | South Manheim | SOUTH MANHEIM | 146758 | PA | Pennsylvania | 40.143 | -76.3728 | 230 | 69 | Rebuild Brunner Island - South Manheim 230 kV Line | 230 | Listed in HIFLD | Existing
S-0279 | Peach Bottom | PEACH BOTTOM | 146763 | PA | Pennsylvania | 39.7528 | -76.2672 | 500 | 230 | Rebuild Peach Bottom - Conastone 500 kV | 500 | Listed in HIFLD | Existing
S-0280 | Ox | OX | 146768 | VA | Virginia | 38.7238 | -77.2885 | 500 | 230 | Rebuild Occoquan - Ox 230 kV Line, Rebuild Clifton - Ox 230 kV Line, Cloverhill to Ox 230 kV Line | 230 | Listed in HIFLD | Existing
S-0281 | Clifton | CLIFTON | 146774 | VA | Virginia | 38.7812 | -77.3988 | 500 | 230 | Rebuild Clifton - Ox 230 kV Line, Clifton-Winters Branch Rebuild | 230 | Listed in HIFLD | Existing
S-0282 | Beaumeade | BEAUMEADE | 146784 | VA | Virginia | 39.0262 | -77.4564 | 230 | Unknown | Beaumeade-Buttermilk Reconductor | 230 | Listed in HIFLD | Existing
S-0283 | BECO | BECO | 146785 | VA | Virginia | 39.0246 | -77.4371 | 230 | 230 | Reconductor Paragon Park - BECO 230 kV Line, BECO to DTC 230 kV | 230 | Listed in HIFLD | Existing
S-0284 | Clark | CLARK | 146796 | VA | Virginia | 38.9072 | -77.2713 | 230 | 230 | Clark-Idylwood Reconductor | 230 | Listed in HIFLD | Existing
S-0285 | Woodbridge | WOODBRIDGE | 146798 | VA | Virginia | 38.6547 | -77.2825 | 230 | 230 | Woodbridge-Occoquan Reconductor | 230 | Listed in HIFLD | Existing
S-0286 | Lindendale D.P. (Minnieville) | LINDENDALE D.P. | 146799 | VA | Virginia | 38.6527 | -77.3483 | 115 | 115 | Bristers-Minnieville Reconductor | 230 | Listed in HIFLD | Existing
S-0287 | Harrisonburg | HARRISONBURG | 146909 | VA | Virginia | 38.4113 | -78.8823 | 230 | Unknown | Dooms - Harrisonburg Rebuild | 230 | Listed in HIFLD | Existing
S-0288 | Mayo | MAYO | 146945 | NC | North Carolina | 36.5249 | -78.8886 | 500 | 500 | Mayo - Person Transmission Line Upgrade Project | 500 | Listed in HIFLD | Existing
S-0289 | Suffolk | SUFFOLK | 147036 | VA | Virginia | 36.7103 | -76.5805 | 500 | Unknown | Rebuild Earleys - Suffolk 230kV Line | 230 | Listed in HIFLD | Existing
S-0290 | Yadkin | YADKIN | 147037 | VA | Virginia | 36.763 | -76.3547 | 500 | Unknown | Rebuild Septa - Yadkin 500 kV, Yadkin-Fentress Rebuild | 500 | Listed in HIFLD | Existing
S-0291 | Fentress | FENTRESS | 147039 | VA | Virginia | 36.6905 | -76.19 | 500 | 115 | Yadkin-Fentress Rebuild | 500 | Listed in HIFLD | Existing
S-0292 | Greenwich | GREENWICH | 147048 | VA | Virginia | 36.8418 | -76.175 | 230 | 115 | Greenwich - Thalia - Lynnhaven 230 kV Rebuild | 230 | Listed in HIFLD | Existing
S-0293 | Thalia | THALIA | 147049 | VA | Virginia | 36.8395 | -76.1344 | 230 | 230 | Greenwich - Thalia - Lynnhaven 230 kV Rebuild | 230 | Listed in HIFLD | Existing
S-0294 | Lynnhaven | LYNNHAVEN | 147051 | VA | Virginia | 36.8384 | -76.0753 | 230 | 230 | Greenwich - Thalia - Lynnhaven 230 kV Rebuild | 230 | Listed in HIFLD | Existing
S-0295 | Shawboro | SHAWBORO | 147096 | NC | North Carolina | 36.3849 | -76.0801 | 230 | Unknown | Rebuild Shawboro – Elizabeth City 230 kV Line | 230 | Listed in HIFLD | Existing
S-0296 | Erwin | ERWIN | 147198 | NC | North Carolina | 35.3368 | -78.6586 | 230 | 115 | Erwin - Fayetteville Line Upgrade Project | 230 | Listed in HIFLD | Existing
S-0297 | Fayetteville | FAYETTEVILLE | 147232 | NC | North Carolina | 35.0204 | -78.9162 | 230 | Unknown | Erwin - Fayetteville Line Upgrade Project | 230 | Listed in HIFLD | Existing
S-0298 | Brunner Island | BRUNNER ISLAND | 147367 | PA | Pennsylvania | 40.0979 | -76.6943 | 230 | 230 | Rebuild Brunner Island - South Manheim 230 kV Line | 230 | Listed in HIFLD | Existing
S-0299 | Clover | CLOVER | 147385 | VA | Virginia | 36.8662 | -78.7065 | 500 | 230 | Clover-Chase City Rebuild | 230 | Listed in HIFLD | Existing
S-0300 | Dooms | DOOMS | 147387 | VA | Virginia | 38.107 | -78.8491 | 500 | 115 | Rebuild Charlottesville - Hydraulic Rd - Barracks Road - Crozet - Dooms 230 kV Line, Dooms - Harrisonburg Rebuild | 230 | Listed in HIFLD | Existing
S-0301 | West Staunton | WEST STAUNTON | 147446 | VA | Virginia | 38.1938 | -79.1138 | 230 | 230 | Staunton-Valley 230 kV Rebuild | 230 | Listed in HIFLD | Existing
S-0302 | Person | PERSON | 147468 | NC | North Carolina | 36.481 | -79.0517 | 500 | 230 | Mayo - Person Transmission Line Upgrade Project | 500 | Listed in HIFLD | Existing
S-0303 | Joshua Falls | JOSHUA FALLS | 147470 | VA | Virginia | 37.4254 | -79.0362 | 765 | 138 | Joshua Falls - Yeat 765 kV Line | 765 | Listed in HIFLD | Existing
S-0304 | Staunton | STAUNTON | 147472 | VA | Virginia | 38.1478 | -79.0662 | 115 | 115 | Staunton-Valley 230 kV Rebuild | 230 | Listed in HIFLD | Existing
S-0305 | Frackville | FRACKVILLE | 147493 | PA | Pennsylvania | 40.7774 | -76.2454 | 230 | Unknown | Rebuild Eldred - Frackville 230 kV Line, Frackville-Columbia 230 kV | 230 | Listed in HIFLD | Existing
S-0306 | Gordonsville | GORDONSVILLE | 147525 | VA | Virginia | 38.1265 | -78.2215 | 230 | 115 | Rebuild Cash's Corner - Gordonsville 230 kV Line, Charlottesville - Gordonsville 230 kV | 230 | Listed in HIFLD | Existing
S-0307 | Stonewall | STONEWALL | 147532 | VA | Virginia | 39.273 | -78.0831 | 138 | 138 | Rebuild Stonewall - Millville 138 kV with 500 kV Overbuild, Rebuild Gore - Stonewall 138 kV with 500 kV Overbuild | 500 | Listed in HIFLD | Existing
S-0308 | Chickahominy | CHICKAHOMINY | 147559 | VA | Virginia | 37.4374 | -77.1585 | 500 | 230 | Rebuild Elmont to Chickahominy 500 kV Line, Elmont to Chickahominy 230 kV Line | 500 | Listed in HIFLD | Existing
S-0309 | White Oak | WHITE OAK | 147560 | VA | Virginia | 37.4861 | -77.2471 | 230 | 230 | White Oak 230 kV Line | 230 | Listed in HIFLD | Existing
S-0310 | Occoquan | OCCOQUAN | 147565 | VA | Virginia | 38.7132 | -77.2691 | 230 | 230 | Rebuild Occoquan - Ox 230 kV Line, Woodbridge-Occoquan Reconductor | 230 | Listed in HIFLD | Existing
S-0311 | Idylwood | IDYLWOOD | 147568 | VA | Virginia | 38.8856 | -77.2096 | 230 | 230 | Clark-Idylwood Reconductor, Idylwood-Tysons 230 kV Project | 230 | Listed in HIFLD | Existing
S-0312 | Tysons | TYSONS | 147575 | VA | Virginia | 38.932 | -77.2369 | 230 | 230 | Tysons - Springhill 230 kV, Idylwood-Tysons 230 kV Project | 230 | Listed in HIFLD | Existing
S-0313 | West End | WEST END | 147628 | NC | North Carolina | 35.2193 | -79.5306 | 230 | Unknown | Cape Fear - West End Line Rebuild | 230 | Listed in HIFLD | Existing
S-0314 | Valley | VALLEY | 147665 | VA | Virginia | 38.3143 | -78.9708 | 500 | 230 | Staunton-Valley 230 kV Rebuild, Mt. Storm - Valley 500 kV Rebuild | 500 | Listed in HIFLD | Existing
S-0315 | Olive | OLIVE | 147727 | IN | Indiana | 41.7065 | -86.4838 | 345 | 138 | Rebuild/Reconductor Olive - University Park 345 kV | 345 | Listed in HIFLD | Existing
S-0316 | Chesterfield | CHESTERFIELD | 147823 | VA | Virginia | 37.3812 | -77.3872 | 230 | Unknown | Reconductor Chesterfield - Tyler 230 kV Line | 230 | Listed in HIFLD | Existing
S-0317 | Tyler | TYLER | 147833 | VA | Virginia | 37.3511 | -77.3952 | 230 | Unknown | Reconductor Chesterfield - Tyler 230 kV Line, Reconductor Tyler - Poe 230 kV Line | 230 | Listed in HIFLD | Existing
S-0318 | St. Johns | ST. JOHNS | 147851 | VA | Virginia | 38.0311 | -77.4277 | 115 | 115 | Ladysmith - Lee's Hill 230 kV Project | 230 | Listed in HIFLD | Existing
S-0319 | Cranes Corner | CRANES CORNER | 147854 | VA | Virginia | 38.3536 | -77.4559 | 230 | 230 | Rebuild Cranes Corner-Stafford 230 kV Line | 230 | Listed in HIFLD | Existing
S-0320 | Stafford | STAFFORD | 147882 | VA | Virginia | 38.4461 | -77.3892 | 230 | 230 | Rebuild Cranes Corner-Stafford 230 kV Line | 230 | Listed in HIFLD | Existing
S-0321 | Midlothian | MIDLOTHIAN | 147891 | VA | Virginia | 37.5026 | -77.7041 | 500 | 230 | Rebuild Midlothian - North Anna 500 kV Line, Reconductor Midlothian - Trabue 230 kV | 500 | Listed in HIFLD | Existing
S-0322 | North Anna | NORTH ANNA | 147893 | VA | Virginia | 38.0613 | -77.7972 | 500 | 230 | Rebuild Midlothian - North Anna 500 kV Line | 500 | Listed in HIFLD | Existing
S-0323 | Morrisville | MORRISVILLE | 147897 | VA | Virginia | 38.5011 | -77.7088 | 500 | 230 | Morrisville to Vint Hill 500 kV Line, Rebuild Bristers - Morrisville 500 kV Line, Rebuild Loudon - Morrisville 500 kV Line, Morrisville - AE1-044 230 kV | 500 | Listed in HIFLD | Existing
S-0324 | Remington CT | REMINGTON CT | 147899 | VA | Virginia | 38.5439 | -77.7696 | 230 | 115 | Reconductor Remington CT - Elk Run - Gainesville 230 kV Line | 230 | Listed in HIFLD | Existing
S-0325 | Millville | MILLVILLE | 147916 | WV | West Virginia | 39.2741 | -77.7869 | Unknown | Unknown | Rebuild Millville - Doubs 138 kV with 500kV Overbuild, Rebuild Stonewall - Millville 138 kV with 500 kV Overbuild | 500 | Listed in HIFLD | Existing
S-0326 | Septa | SEPTA | 147920 | VA | Virginia | 37.0147 | -76.7387 | 500 | 500 | Rebuild Septa - Yadkin 500 kV | 500 | Listed in HIFLD | Existing
S-0327 | Lanexa | LANEXA | 147927 | VA | Virginia | 37.4202 | -76.912 | 230 | 115 | Rebuild Lanexa - Northern Neck 230 kV Line | 230 | Listed in HIFLD | Existing
S-0328 | Lightfoot | LIGHTFOOT | 147929 | VA | Virginia | 37.3282 | -76.7571 | 230 | 115 | Waller – Lightfoot – Skiffes Creek | 230 | Listed in HIFLD | Existing
S-0329 | Peninsula | PENINSULA | 147936 | VA | Virginia | 37.0915 | -76.3888 | 230 | 115 | Langley 230 kV Substation Project | 230 | Listed in HIFLD | Existing
S-0330 | Dunnsville | DUNNSVILLE | 147942 | VA | Virginia | 37.8528 | -76.8126 | 230 | 230 | Rebuild Lanexa - Northern Neck 230 kV Line | 230 | Listed in HIFLD | Existing
S-0331 | Northern Neck | NORTHERN NECK | 147943 | VA | Virginia | 37.9485 | -76.712 | 230 | Unknown | Rebuild Lanexa - Northern Neck 230 kV Line | 230 | Listed in HIFLD | Existing
S-0332 | King's Mill | KING'S MILL | 147973 | VA | Virginia | 37.2337 | -76.6309 | 230 | 115 | Rebuild Skiffes Creek - King's Mill 230 kV Line | 230 | Listed in HIFLD | Existing
S-0333 | Chase City | CHASE CITY | 147977 | VA | Virginia | 36.8091 | -78.4656 | 115 | 115 | Chase City - Cloud 230 kV, Clover-Chase City Rebuild | 230 | Listed in HIFLD | Existing
S-0334 | Clubhouse | CLUBHOUSE | 148191 | VA | Virginia | 36.7182 | -77.585 | 230 | 115 | Clubhouse to Lakeview 230 kV Rebuild | 230 | Listed in HIFLD | Existing
S-0335 | Earleys | EARLEYS | 148202 | NC | North Carolina | 36.2564 | -77.0794 | 230 | Unknown | Rebuild Earleys - Suffolk 230 kV Line | 230 | Listed in HIFLD | Existing
S-0336 | Reams | UKNOWN | 148211 | VA | Virginia | 37.0892 | -77.4252 | 115 | 115 | Carson - Reams Rebuild | 230 | Listed in HIFLD | Existing
S-0337 | Poe | POE | 148214 | VA | Virginia | 37.2 | -77.3591 | 230 | 115 | Reconductor Carson - Poe 230 kV Line, Reconductor Poe - Prince George Line to 230 kV, Reconductor Tyler - Poe 230 kV Line | 230 | Listed in HIFLD | Existing
S-0338 | Locks | LOCKS | 148215 | VA | Virginia | 37.222 | -77.4436 | 230 | 115 | Carson - Locks Rebuild | 230 | Listed in HIFLD | Existing
S-0339 | Carson | CARSON | 148246 | VA | Virginia | 37.0854 | -77.4059 | 500 | 230 | Reconductor Carson - Poe 230 kV Line, Carson - Locks Rebuild, Carson - Reams Rebuild | 230 | Listed in HIFLD | Existing
S-0340 | Greenville | GREENVILLE | 148282 | NC | North Carolina | 35.6255 | -77.3655 | 230 | Unknown | Greenville - Everetts 230 kV | 230 | Listed in HIFLD | Existing
S-0341 | Everetts | EVERETTS | 148283 | NC | North Carolina | 35.8382 | -77.1063 | 230 | Unknown | Greenville - Everetts 230 kV | 230 | Listed in HIFLD | Existing
S-0342 | Tap148313 | TAP148313 | 148313 | SC | South Carolina | 34.6461 | -79.8574 | 230 | 230 | Robinson Plant - Rockingham Line Upgrade | 230 | Listed in HIFLD | Existing
S-0343 | Rockingham | ROCKINGHAM | 148353 | NC | North Carolina | 34.9038 | -79.7583 | 230 | Unknown | Robinson Plant - Rockingham Line Upgrade | 230 | Listed in HIFLD | Existing
S-0344 | Gentleman | GENTLEMAN | 148633 | NE | Nebraska | 41.081 | -101.1472 | 345 | 230 | R-Project | 345 | Listed in HIFLD | Existing
S-0345 | Babcock | BABCOCK | 148657 | IN | Indiana | 41.5343 | -87.1028 | 345 | 138 | Sugar Creek- Collins | 765 | Listed in HIFLD | Existing
S-0346 | Hiple | HIPLE | 148684 | IN | Indiana | 41.5577 | -85.5967 | 345 | 138 | Morrison - Reynolds - Burr Oak - Leesburg - Hiple, Hiple to IN/MI Border Transmission Line | 345 | Listed in HIFLD | Existing
S-0347 | Kathleen | KATHLEEN | 148700 | FL | Florida | 28.2267 | -82.0268 | 500 | 230 | Osprey to Kathleen 230 kV Line | 230 | Listed in HIFLD | Existing
S-0348 | Brooksville West | BROOKSVILLE WEST | 148702 | FL | Florida | 28.5279 | -82.5006 | 230 | 115 | Brooksville West – Mondon Hill – Bushnell East | 230 | Listed in HIFLD | Existing
S-0349 | Ross Prairie | ROSS PRAIRIE | 148709 | FL | Florida | 29.0052 | -82.2621 | 230 | 69 | Ross Praire to Shaw Transmission Project | 230 | Listed in HIFLD | Existing
S-0350 | Sooner | SOONER | 148966 | OK | Oklahoma | 36.4479 | -97.0557 | 345 | 138 | Sooner - Wekiwa 345 kV New Line | 345 | Listed in HIFLD | Existing
S-0351 | Sunnyside | SUNNYSIDE | 149036 | OK | Oklahoma | 34.1854 | -97.2415 | 345 | 138 | Sunnyside 345kV GEN-2017-166 Interconnection Costs, Lone Grove - Kiowa Transmission Line Rebuild Project, Lawton - Lone Grove Transmission Rebuild Project | 345 | Listed in HIFLD | Existing
S-0352 | Fairport | FAIRPORT | 149064 | MO | Missouri | 40.0064 | -94.343 | 345 | 161 | Northern Missouri Grid Transformation Program | 345 | Listed in HIFLD | Existing
S-0353 | Lutesville | LUTESVILLE | 149073 | MO | Missouri | 37.2583 | -89.8358 | 345 | 345 | 24680-Lutesville-St. Francois | 345 | Listed in HIFLD | Existing
S-0354 | Wolf Creek | WOLF CREEK | 149082 | KS | Kansas | 38.2432 | -95.6874 | 345 | 69 | Blackberry - Wolf Creek 345 kV | 345 | Listed in HIFLD | Existing
S-0355 | Hoyt | HOYT | 149092 | KS | Kansas | 39.2754 | -95.6792 | 345 | Unknown | MISO LRTP Tranche 2.1 JTIQ Lines | 345 | Listed in HIFLD | Existing
S-0356 | St Francois | ST FRANCOIS | 149122 | MO | Missouri | 37.9469 | -90.4552 | 345 | 138 | 24680-Lutesville-St. Francois | 345 | Listed in HIFLD | Existing
S-0357 | Franks | FRANKS | 149123 | MO | Missouri | 37.9515 | -92.0299 | 345 | 161 | 24717-Bland-Franks | 345 | Listed in HIFLD | Existing
S-0358 | Bland | BLAND | 149143 | MO | Missouri | 38.3857 | -91.4944 | 345 | 345 | 24717-Bland-Franks | 345 | Listed in HIFLD | Existing
S-0359 | Woodring | WOODRING | 149220 | OK | Oklahoma | 36.3305 | -97.7899 | 345 | 138 | Woodring 345kV Interconnection Expansion (DISIS-2017-002) | 345 | Listed in HIFLD | Existing
S-0360 | Sioux | SIOUX | 149324 | MO | Missouri | 38.9155 | -90.2934 | 345 | 138 | Maywood - Belleau - MRPD - Sioux - Bugle | 345 | Listed in HIFLD | Existing
S-0361 | Arcadia | ARCADIA | 149384 | OK | Oklahoma | 35.6899 | -97.3155 | 345 | 138 | Arcadia 345kV Interconnection Expansion (DISIS-2017-002) | 345 | Listed in HIFLD | Existing
S-0362 | Clarksville | CLARKSVILLE | 149409 | OK | Oklahoma | 35.8154 | -95.5494 | 345 | 345 | Clarksville 345kV Switching Station GEN-2017-140 Interconnection Costs | 345 | Listed in HIFLD | Existing
S-0363 | Lawton East Side | LAWTON EAST SIDE | 149596 | OK | Oklahoma | 34.6038 | -98.3147 | 345 | 69 | Lawton - Lone Grove Transmission Rebuild Project | 345 | Listed in HIFLD | Existing
S-0364 | Draper | DRAPER | 149640 | OK | Oklahoma | 35.332 | -97.3291 | 345 | 138 | Minco - Pleasant Valley - Draper 345 kV | 345 | Listed in HIFLD | Existing
S-0365 | Wekiwa | WEKIWA | 149703 | OK | Oklahoma | 36.1601 | -96.2236 | 345 | 138 | Sooner - Wekiwa 345 kV New Line | 345 | Listed in HIFLD | Existing
S-0366 | Pittsburg | PITTSBURG | 149704 | OK | Oklahoma | 34.6927 | -95.9223 | 345 | 345 | Lone Grove - Kiowa Transmission Line Rebuild Project | 345 | Listed in HIFLD | Existing
S-0367 | Minco | MINCO | 149764 | OK | Oklahoma | 35.3006 | -98.0271 | 345 | 345 | Minco 345kV Interconnection Expansion (DISIS-2017-002), Minco - Pleasant Valley - Draper 345 kV | 345 | Listed in HIFLD | Existing
S-0368 | Bayou LaButte | UNKNOWN149836 | 149836 | LA | Louisiana | 30.2568 | -91.1682 | 500 | 230 | 27767-Wise-Bayou Labutte | 230 | Listed in HIFLD | Existing
S-0369 | Delmont | DELMONT | 149839 | LA | Louisiana | 30.4947 | -91.1627 | 230 | Unknown | 22204-Delmont-Hazel | 230 | Listed in HIFLD | Existing
S-0370 | Hazel | HAZEL | 149840 | LA | Louisiana | 30.4926 | -91.1348 | 230 | 230 | 22204-Delmont-Hazel | 230 | Listed in HIFLD | Existing
S-0371 | Willow Glen (230kV) | WILLOW GLEN (230KV) | 149857 | LA | Louisiana | 30.2769 | -91.1103 | 230 | 138 | 27914-Willow Glen-Conway - Audubon, Willow Glen - Point Pleasant 230 kV Upgrade | 230 | Listed in HIFLD | Existing
S-0372 | Waterford 230kV | WATERFORD 230KV | 150230 | LA | Louisiana | 29.9858 | -90.4739 | 230 | 230 | 28275-Commodore-Waterford | 230 | Listed in HIFLD | Existing
S-0373 | Williston | WILLISTON | 150483 | FL | Florida | 29.4031 | -82.4502 | 69 | 69 | Marion - Levy - Alachua Reliability Projects, Williston to Bronson Project | 230 | Listed in HIFLD | Existing
S-0374 | R.P. Mone | R.P.MONE | 150509 | OH | Ohio | 40.9285 | -84.7392 | 345 | 345 | Rebuild Allen - R.P. Mone 345kV Line | 345 | Listed in HIFLD | Existing
S-0375 | Piedmont | PIEDMONT | 150821 | FL | Florida | 28.6729 | -81.4552 | 230 | 69 | Piedmont-Wekiva Transmission Reliability Enhancement Project | 230 | Listed in HIFLD | Existing
S-0376 | Archer | ARCHER | 151098 | FL | Florida | 29.5579 | -82.5054 | 230 | 69 | Marion - Levy - Alachua Reliability Projects, Archer Reliability Upgrade Projects | 230 | Listed in HIFLD | Existing
S-0377 | Sorenson | SORENSON | 151156 | IN | Indiana | 40.9834 | -85.3418 | 765 | 138 | Greentown - Sorenson - Lulu, Rebuild Sorenson - Desoto 345 kV Line | 765 | Listed in HIFLD | Existing
S-0378 | Desoto | DESOTO | 151160 | IN | Indiana | 40.2368 | -85.3057 | 345 | 138 | Rebuild Sorenson - Desoto 345 kV Line | 345 | Listed in HIFLD | Existing
S-0379 | Batesville | BATESVILLE | 151161 | IN | Indiana | 39.2669 | -85.2188 | 345 | 138 | Southeast Indiana | 345 | Listed in HIFLD | Existing
S-0380 | Greensboro | GREENSBORO | 151163 | IN | Indiana | 39.882 | -85.459 | 345 | 138 | Southeast Indiana | 345 | Listed in HIFLD | Existing
S-0381 | Gwynneville | GWYNNEVILLE | 151164 | IN | Indiana | 39.613 | -85.6535 | 345 | 69 | Southeast Indiana | 345 | Listed in HIFLD | Existing
S-0382 | Crystal River | CRYSTAL RIVER | 151423 | FL | Florida | 28.9604 | -82.6989 | 500 | 230 | Crystal River - Bronson Transmission Line Project | 230 | Listed in HIFLD | Existing
S-0383 | Newberry / Haile Tap | NEWBERRY | 151435 | FL | Florida | 29.6696 | -82.5943 | 230 | Unknown | Archer Reliability Upgrade Projects | 230 | Listed in HIFLD | Existing
S-0384 | Silver Springs North | SEMINOLE ELECTRIC COOPERATIVE | 151462 | FL | Florida | 29.2293 | -82.0784 | 230 | Unknown | Marion - Levy - Alachua Reliability Projects | 230 | Listed in HIFLD | Existing
S-0385 | Red Oak Electric / Shaw | RED OAK ELECTRIC | 151633 | FL | Florida | 29.1454 | -82.1837 | Unknown | Unknown | Ross Praire to Shaw Transmission Project | 230 | Listed in HIFLD | Existing
S-0386 | Largo | LARGO | 151667 | FL | Florida | 27.9136 | -82.7728 | 230 | Unknown | Disston to Largo Transmission Upgrade | 230 | Listed in HIFLD | Existing
S-0387 | Magnolia Ranch North | MAGNOLIA RANCH NORTH | 151738 | FL | Florida | 28.4165 | -81.2139 | 230 | 230 | Orlando St. Cloud Resiliency Connection | 230 | Listed in HIFLD | Existing
S-0388 | Sweatt | SWEATT | 151765 | FL | Florida | 27.4484 | -80.7932 | Unknown | Unknown | Sweatt-Whidden Transmission Line | 230 | Listed in HIFLD | Existing
S-0389 | Whidden | WHIDDEN | 151982 | FL | Florida | 27.2245 | -81.8091 | 230 | 230 | Sweatt-Whidden Transmission Line | 230 | Listed in HIFLD | Existing
S-0390 | Bixby | BIXBY | 152435 | OH | Ohio | 39.8713 | -82.9002 | 345 | Unknown | Rebuild Conesville - Bixby 345 kV | 345 | Listed in HIFLD | Existing
S-0391 | Basinger | BASINGER | 152856 | FL | Florida | 27.3898 | -81.0297 | Unknown | Unknown | Sweatt-Whidden Transmission Line | 230 | Listed in HIFLD | Existing
S-0392 | Bushnell East | BUSHNELL EAST | 152926 | FL | Florida | 28.6718 | -82.0992 | 69 | 69 | Brooksville West – Mondon Hill – Bushnell East | 230 | Listed in HIFLD | Existing
S-0393 | Drifton | DRIFTON | 153051 | FL | Florida | 30.4955 | -83.843 | 115 | 69 | North Central Florida Upgrade Project | 230 | Listed in HIFLD | Existing
S-0394 | Madison County | MADISON COUNTY | 153253 | IA | Iowa | 41.3362 | -93.9086 | 345 | 345 | MISO LRTP Tranche 1 Portfolio | 345 | Listed in HIFLD | Existing
S-0395 | Sub T | SUB T | 153256 | IA | Iowa | 41.3348 | -91.5551 | 345 | 345 | East Adair- Marshalltown- Sub T | 765 | Listed in HIFLD | Existing
S-0396 | Ottumwa Generation Station | OTTUMWA GENERATION STATION | 153258 | IA | Iowa | 41.0928 | -92.5547 | 345 | 161 | The Ottumwa-Skunk River Project | 345 | Listed in HIFLD | Existing
S-0397 | Thomas Hill Station | THOMAS HILL STATION (345KV) | 153260 | MO | Missouri | 39.5448 | -92.6409 | 345 | 161 | Northern Missouri Grid Transformation Program | 345 | Listed in HIFLD | Existing
S-0398 | Leesburg | LEESBURG | 153275 | IN | Indiana | 41.3365 | -85.901 | 345 | 138 | MISO LRTP Tranche 1 Portfolio | 345 | Listed in HIFLD | Existing
S-0399 | Greentown | GREENTOWN | 153277 | IN | Indiana | 40.4765 | -85.9164 | 138 | 138 | Greentown - Sorenson - Lulu | 765 | Listed in HIFLD | Existing
S-0400 | Dumont | DUMONT | 153303 | IN | Indiana | 41.5235 | -86.3605 | 765 | 345 | Wilton - Dumont 765 kV Sag Mitigation | 765 | Listed in HIFLD | Existing
S-0401 | Burr Oak | BURR OAK | 153304 | IN | Indiana | 41.258 | -86.4225 | 345 | 138 | MISO LRTP Tranche 1 Portfolio | 345 | Listed in HIFLD | Existing
S-0402 | Whitestown | WHITESTOWN | 153308 | IN | Indiana | 39.9824 | -86.3064 | 345 | 69 | 27013-DEI Whitestown-DEI Hortonville | 345 | Listed in HIFLD | Existing
S-0403 | West Frankfort East | WEST FRANKFORT EAST | 153328 | IL | Illinois | 37.8786 | -88.8493 | 345 | 138 | 26888-Mt Vernon West-West Frankfort East | 345 | Listed in HIFLD | Existing
S-0404 | West Mount Vernon | WEST MOUNT VERNON | 153333 | IL | Illinois | 38.3334 | -88.9689 | 345 | Unknown | 26888-Mt Vernon West-West Frankfort East, 26878-Mount Vernon-Xenia | 345 | Listed in HIFLD | Existing
S-0405 | Morrison | MORRISON | 153342 | IN | Indiana | 40.7686 | -87.4905 | 138 | 138 | Central Illinois Grid Transformation Program | 345 | Listed in HIFLD | Existing
S-0406 | Clinton Station | CLINTON STATION | 153355 | IL | Illinois | 40.1742 | -88.8316 | 345 | 138 | 26770-Clinton-Goose Creek, 26769-Clinton-Oreana | 345 | Listed in HIFLD | Existing
S-0407 | Sidney | SIDNEY | 153357 | IL | Illinois | 40.0236 | -88.0561 | 345 | 138 | Central Illinois Grid Transformation Program | 345 | Listed in HIFLD | Existing
S-0408 | Coffeen N | COFFEEN N | 153359 | IL | Illinois | 39.0631 | -89.4001 | 345 | 138 | 26874-Coffeen North-Roxford | 345 | Listed in HIFLD | Existing
S-0409 | Kincaid Station | KINCAID STATION | 153366 | IL | Illinois | 39.5934 | -89.4962 | 345 | 345 | Rebuild Kincaid - Pana 345 kV | 345 | Listed in HIFLD | Existing
S-0410 | Dresden Station | DRESDEN STATION | 153373 | IL | Illinois | 41.391 | -88.2749 | 345 | Unknown | Upgrade R78 - Dresden 345 kV | 345 | Listed in HIFLD | Existing
S-0411 | St. John | ST. JOHN | 153374 | IN | Indiana | 41.451 | -87.399 | 345 | 138 | 6841-Schahfer-St. John | 345 | Listed in HIFLD | Existing
S-0412 | Wolf Creek | WOLF CREEK | 153556 | MS | Mississippi | 33.2894 | -89.4216 | 500 | 500 | 25767-Choctaw-Wolf Creek | 500 | Listed in HIFLD | Existing
S-0413 | Tipton West | TIPTON WEST | 153594 | IN | Indiana | 40.2761 | -86.0919 | 230 | 230 | 26747-Tipton West-Cammack Rd SS | 230 | Listed in HIFLD | Existing
S-0414 | Hortonville | HORTONVILLE | 153604 | IN | Indiana | 40.0941 | -86.1664 | 345 | 69 | 27013-DEI Whitestown-DEI Hortonville | 345 | Listed in HIFLD | Existing
S-0415 | John Amos | JOHN AMOS | 153933 | WV | West Virginia | 38.4737 | -81.8294 | 765 | Unknown | John Amos to Welton Spring 765 kV line | 765 | Listed in HIFLD | Existing
S-0416 | Conesville Station | CONESVILLE STATION | 153977 | OH | Ohio | 40.1837 | -81.8782 | 345 | 138 | Rebuild Conesville - Bixby 345 kV, Conesville - Corridor 345 kV | 345 | Listed in HIFLD | Existing
S-0417 | Reynolds | REYNOLDS | 154105 | IN | Indiana | 40.7717 | -86.8679 | 345 | Unknown | MISO LRTP Tranche 1 Portfolio | 345 | Listed in HIFLD | Existing
S-0418 | Schahfer Station | SCHAHFER STATION | 154106 | IN | Indiana | 41.2205 | -87.0242 | 345 | 138 | Burr Oak - Schahfer, 26841-Schahfer-St. John | 345 | Listed in HIFLD | Existing
S-0419 | NUCOR | NUCOR | 154110 | IN | Indiana | 39.9721 | -86.8317 | 345 | 345 | 27620-Cayuga Gen. Sta.-Nucor | 345 | Listed in HIFLD | Existing
S-0420 | Craggy | CRAGGY | 154290 | NC | North Carolina | 35.6432 | -82.6076 | 230 | 115 | Craggy - Enka Reliability Project | 230 | Listed in HIFLD | Existing
S-0421 | Enka | ENKA | 154292 | NC | North Carolina | 35.5376 | -82.6359 | 115 | 115 | Craggy - Enka Reliability Project | 230 | Listed in HIFLD | Existing
S-0422 | Ohio Central | OHIO CENTRAL | 154592 | OH | Ohio | 40.097 | -82.0185 | 345 | 138 | Rebuild Conesville - Bixby 345 kV | 345 | Listed in HIFLD | Existing
S-0423 | Sporn | SPORN | 154879 | WV | West Virginia | 38.9618 | -81.9296 | 345 | Unknown | Sporn - Mercers Bottom 345 kV Line | 345 | Listed in HIFLD | Existing
S-0424 | Petersburg Station | PETERSBURG STATION | 155120 | IN | Indiana | 38.5274 | -87.2494 | 345 | Unknown | Southwest Indiana-Kentucky, 27626-Petersburg-R1011 | 345 | Listed in HIFLD | Existing
S-0425 | Duff | DUFF | 155294 | IN | Indiana | 38.3116 | -87.024 | 345 | 138 | Southwest Indiana-Kentucky | 345 | Listed in HIFLD | Existing
S-0426 | Bison | BISON | 155610 | ND | North Dakota | 46.9507 | -97.0759 | 345 | 345 | Bison - Alexandria | 345 | Listed in HIFLD | Existing
S-0427 | Jackson Road | JACKSON ROAD | 156252 | NJ | New Jersey | 40.9068 | -74.2451 | 230 | 230 | Jackson Road to Cedar Grove 230 kV Line | 230 | Listed in HIFLD | Existing
S-0428 | Liberty | UNKNOWN156824 | 156824 | VA | Virginia | 38.7746 | -77.5338 | 230 | 115 | Reconductor Liberty - Railroad 230 kV Line, Reconductor Pioneer - Liberty 230 kV, Liberty-Cannon Branch Upgrade | 230 | Listed in HIFLD | Existing
S-0429 | Railroad DP | UNKNOWN156825 | 156825 | VA | Virginia | 38.7773 | -77.5357 | 230 | 230 | Reconductor Liberty - Railroad DP 230 kV Line, Reconductor Railroad DP - Gainesville 230 kV Line | 230 | Listed in HIFLD | Existing
S-0430 | Auburn | AUBURN | 157219 | NE | Nebraska | 40.3879 | -95.8463 | 69 | 69 | MISO LRTP Tranche 2.1 JTIQ Lines | 345 | Listed in HIFLD | Existing
S-0431 | Goose Creek | GOOSE CREEK | 157646 | VA | Virginia | 39.0755 | -77.5315 | 500 | Unknown | Rebuild Doubs - Goose Creek 500 kV Line, Aspen - Goose Creek 500 kV Line | 500 | Listed in HIFLD | Existing
S-0432 | Loudon | LOUDON | 157733 | VA | Virginia | 38.8941 | -77.5645 | 500 | 500 | Rebuild Loudon - Morrisville 500 kV Line | 500 | Listed in HIFLD | Existing
S-0433 | Briggs Road | BRIGGS ROAD | 158823 | WI | Wisconsin | 43.9533 | -91.2825 | 345 | 69 | Proposed MVP Portfolio 1: N LaCrosse-N Madison-Cardinal-Hickory Creek 345 kV | 345 | Listed in HIFLD | Existing
S-0434 | Hampton | HAMPTON | 158824 | MN | Minnesota | 44.6384 | -92.9967 | 345 | 345 | Pleasant Valley- North Rochester- Hampton Corner, 27294-Hampton Corner-Helena | 345 | Listed in HIFLD | Existing
S-0435 | Helena | HELENA | 158825 | MN | Minnesota | 44.555 | -93.6568 | 345 | 345 | 27294-Hampton Corner-Helena | 345 | Listed in HIFLD | Existing
S-0436 | Fargo 345 kV | FARGO 345 KV | 159736 | IL | Illinois | 40.7849 | -89.7003 | 345 | 138 | Woodford County - Fargo & Radbourn | 345 | Listed in HIFLD | Existing
S-0437 | Maple Ridge | MAPLE RIDGE | 159737 | IL | Illinois | 40.5947 | -89.7618 | 345 | 345 | Central Illinois Grid Transformation Program | 345 | Listed in HIFLD | Existing
S-0438 | Maywood | MAYWOOD | 159957 | MO | Missouri | 39.8368 | -91.5949 | 345 | 345 | Northern Missouri Grid Transformation Program, Maywood - Belleau - MRPD - Sioux - Bugle | 345 | Listed in HIFLD | Existing
S-0439 | Pana | PANA | 159959 | IL | Illinois | 39.4116 | -89.1047 | 345 | 138 | Rebuild Kincaid - Pana 345 kV | 345 | Listed in HIFLD | Existing
S-0440 | Yardley Ridge | YARDLEY RIDGE | 161092 | VA | Virginia | 38.9502 | -77.5186 | 230 | 230 | Reconductor Cabin Run to Yardley Ridge 230 kV Line | 230 | Listed in HIFLD | Existing
S-0441 | Poland Road | POLAND RD | 161590 | VA | Virginia | 38.9175 | -77.4917 | 230 | 230 | Aviator 230 kV Project | 229 | Listed in HIFLD | Existing
S-0442 | Fox River | FOX RIVER | 163276 | WI | Wisconsin | 43.9663 | -88.9498 | 69 | 69 | 28116-North Appleton-Fox River | 345 | Listed in HIFLD | Existing
S-0443 | Skiffes Creek Switching Station | SKIFFES CREEK SWITCHING STATION | 167405 | VA | Virginia | 37.2161 | -76.608 | 500 | 115 | Rebuild Skiffes Creek - King's Mill 230 kV Line, Waller – Lightfoot – Skiffes Creek | 230 | Listed in HIFLD | Existing
S-0444 | Buffalo Flats | UNKNOWN168685 | 168685 | KS | Kansas | 37.712 | -97.6685 | 345 | 345 | Buffalo Flats 345kV Interconnection Expansion (DISIS-2017-002), Buffalo Flats - Delaware 345 kV | 345 | Listed in HIFLD | Existing
S-0445 | Okatie | UNKNOWN170159 | 170159 | SC | South Carolina | 32.3337 | -81.0326 | 230 | Unknown | Jasper - Okatie 230 kV, Okatie - Riverport 230 kV | 230 | Listed in HIFLD | Existing
S-0446 | Kittyhawk | KITTYHAWK | 173256 | WI | Wisconsin | 42.5789 | -89.0441 | 345 | 345 | South Fond du Lac- Rockdale- Big Bend- Sugar Creek - Kitty Hawk | 345 | Listed in HIFLD | Existing
S-0447 | Terry Road | UNKNOWN173361 | 173361 | OK | Oklahoma | 34.4296 | -97.9006 | 345 | Unknown | Lawton - Lone Grove Transmission Rebuild Project | 345 | Listed in HIFLD | Existing
S-0448 | Segreto | UNKNOWN173428 | 173428 | MI | Michigan | 42.317 | -86.2931 | 345 | Unknown | Reconductor or Rebuild Benton Harbor - Segreto 345 kV | 345 | Listed in HIFLD | Existing
S-0449 | Hamilton Solar | UNKNOWN173477 | 173477 | FL | Florida | 30.4427 | -83.1808 | 115 | Unknown | North Central Florida Upgrade Project | 230 | Listed in HIFLD | Existing
S-0450 | Roundtable | UNKNOWN175447 | 175447 | VA | Virginia | 39.0052 | -77.4665 | Unknown | Unknown | Eastern Loudoun County Reconductor Projects | 230 | Listed in HIFLD | Existing
S-0451 | Driver | UNKNOWN175599 | 175599 | AR | Arkansas | 35.6448 | -89.97 | 500 | 500 | 28139-Driver-Hybar | 230 | Listed in HIFLD | Existing
S-0452 | Big Stone South | BIG STONE SOUTH | 175848 | SD | South Dakota | 45.2814 | -96.507 | 345 | 230 | Big Stone South to Alexandria Route Options | 345 | Listed in HIFLD | Existing
S-0453 | Ellendale 345 kV | ELLENDALE 345 KV | 175852 | ND | North Dakota | 46.0085 | -98.5702 | 345 | 42 | Jamestown to Ellendale (JETx) | 345 | Listed in HIFLD | Existing
S-0454 | Stanton | STANTON | 132849 | ND | North Dakota | 47.2866 | -101.3334 | 230 | 230 | 27669-Nelson Lake-Square Butte East / Bison | 230 | Listed in HIFLD | Existing
S-0455 | Logan | LOGAN | 132680 | ND | North Dakota | 48.1174 | -101.2114 | 230 | 115 | Logan 230kV Interconnection Expansion (DISIS-2017-002), Logan - Finstad 345 kV | 345 | Listed in HIFLD | Existing
S-0456 | Leland Olds | LELAND OLDS | 132848 | ND | North Dakota | 47.2827 | -101.3175 | 345 | 230 | Leland Olds Station to Tande | 345 | Listed in HIFLD | Existing
S-0457 | Tande | TANDE | 175865 | ND | North Dakota | 48.3996 | -102.8481 | 345 | 230 | Leland Olds Station to Tande, North Dakota/Saskatchewan Border (Tableland) - Tande 230 kV Ckt 1 | 345 | Listed in HIFLD | Existing
S-0458 | Winters Branch | UNKNOWN175880 | 175880 | VA | Virginia | 38.7327 | -77.5074 | 230 | 230 | Cannon Branch - Winters Branch 230 kV Line Extension | 230 | Listed in HIFLD | Existing
S-0459 | Pioneer | UNKNOWN175913 | 175913 | VA | Virginia | 38.7547 | -77.5128 | 230 | 230 | Reconductor Pioneer - Liberty 230 kV | 230 | Listed in HIFLD | Existing
S-0460 | Sammamish | SAMMAMISH | 200360 | WA | Washington | 47.6854 | -122.1495 | 230 | 115 | Energize Eastside | 230 | Listed in HIFLD | Existing
S-0461 | Talbot Hill | TALBOT HILL | 200364 | WA | Washington | 47.4681 | -122.1915 | 230 | 115 | Energize Eastside | 230 | Listed in HIFLD | Existing
S-0462 | Covington | COVINGTON | 200365 | WA | Washington | 47.3476 | -122.1212 | 500 | 115 | Chehalis - Covington 230 kV Line Upgrade | 230 | Listed in HIFLD | Existing
S-0463 | Raver | RAVER | 200366 | WA | Washington | 47.3361 | -121.9338 | 500 | 500 | Schultz-Raver 500 kV Line Upgrade | 500 | Listed in HIFLD | Existing
S-0464 | Olympia | OLYMPIA | 200400 | WA | Washington | 47.001 | -122.9533 | 500 | 69 | Schultz-Olympia 500kV | 500 | Listed in HIFLD | Existing
S-0465 | Chehalis | CHEHALIS | 200419 | WA | Washington | 46.5994 | -122.9467 | 230 | 69 | Chehalis - Covington 230 kV Line Upgrade | 230 | Listed in HIFLD | Existing
S-0466 | Ross | ROSS | 200437 | WA | Washington | 45.6614 | -122.6587 | 345 | 115 | Ross-Rivergate 230 kV Line Upgrade | 230 | Listed in HIFLD | Existing
S-0467 | Grand Coulee | GRAND COULEE 230KV | 200460 | WA | Washington | 47.9552 | -118.9987 | 500 | 230 | Grand Coulee-Columbia-Schultz 500kV | 500 | Listed in HIFLD | Existing
S-0468 | Columbia | COLUMBIA | 200469 | WA | Washington | 47.294 | -120.0774 | 500 | 115 | Grand Coulee-Columbia-Schultz 500kV | 500 | Listed in HIFLD | Existing
S-0469 | Schultz | SCHULTZ | 200476 | WA | Washington | 47.1214 | -120.5102 | 500 | 230 | Schultz-Raver 500 kV Line Upgrade, Schultz-Olympia 500KV | 500 | Listed in HIFLD | Existing
S-0470 | Rock Creek | ROCK CREEK | 200498 | WA | Washington | 45.7834 | -120.5316 | 500 | 115 | Rock Creek-John Day 500 kV Line Upgrade | 500 | Listed in HIFLD | Existing
S-0471 | Midway | MIDWAY | 200509 | WA | Washington | 46.6206 | -119.7826 | 230 | 115 | Midway-Ashe 230kV Transmission Line | 230 | Listed in HIFLD | Existing
S-0472 | Ashe | ASHE | 200535 | WA | Washington | 46.4798 | -119.336 | 500 | 230 | Midway-Ashe 230kV Transmission Line | 230 | Listed in HIFLD | Existing
S-0473 | Lakeside | LAKESIDE | 200777 | WA | Washington | 47.5863 | -122.1583 | 115 | 115 | Energize Eastside | 230 | Listed in HIFLD | Existing
S-0474 | Big Eddy | BIG EDDY | 200948 | OR | Oregon | 45.6067 | -121.116 | 500 | 115 | Big Eddy-Chemawa 230/500 kV Line Upgrade, Cascade Renewable Transmission, Big Eddy-Ostrander Conductor Replacement Project | 500 | Listed in HIFLD | Existing
S-0475 | Chemawa | CHEMAWA | 200958 | OR | Oregon | 45.0148 | -122.9994 | 230 | 57 | Big Eddy-Chemawa 230/500 kV Line Upgrade | 500 | Listed in HIFLD | Existing
S-0476 | John Day 2 | JOHN DAY 2 | 200982 | OR | Oregon | 45.6778 | -120.7378 | 500 | 500 | Rock Creek-John Day 500 kV Line Upgrade | 500 | Listed in HIFLD | Existing
S-0477 | Marion | MARION | 200991 | OR | Oregon | 44.7994 | -122.6975 | 500 | 500 | North of Marion Upgrade #2 | 500 | Listed in HIFLD | Existing
S-0478 | Ostrander | OSTRANDER | 200995 | OR | Oregon | 45.3602 | -122.407 | 500 | 230 | Big Eddy-Chemawa 230/500 kV Line Upgrade, Ostrander-Pearl #1 Upgrade, Big Eddy-Ostrander Conductor Replacement Project | 500 | Listed in HIFLD | Existing
S-0479 | Santiam | SANTIAM | 201007 | OR | Oregon | 44.7725 | -122.6748 | 500 | 115 | North of Marion Upgrade #1 (Rebuild Chemawa-Santiam) | 500 | Listed in HIFLD | Existing
S-0480 | Pearl | PEARL | 201052 | OR | Oregon | 45.3293 | -122.7773 | 500 | 230 | Big Eddy-Chemawa 230/500 kV Line Upgrade | 500 | Listed in HIFLD | Existing
S-0481 | La Pine | LAPINE | 201061 | OR | Oregon | 43.6611 | -121.4543 | 230 | 115 | La Pine-Bonanza 230 kV Line | 230 | Listed in HIFLD | Existing
S-0482 | Rivergate | RIVERGATE | 201115 | OR | Oregon | 45.6142 | -122.7676 | 230 | 115 | Ross-Rivergate 230 kV Line Upgrade | 230 | Listed in HIFLD | Existing
S-0483 | Trojan Nuclear Plant Switchyard | TROJAN NUCLEAR PLANT SWITCHYARD | 201121 | OR | Oregon | 46.0395 | -122.8894 | 230 | 230 | Harborton-Trojan #3 and #4 230kV | 230 | Listed in HIFLD | Existing
S-0484 | Colstrip | COLSTRIP | 201278 | MT | Montana | 45.8911 | -106.6128 | 500 | 69 | North Plains Connector | 500 | Listed in HIFLD | Existing
S-0485 | Intermountain | INTERMOUNTAIN | 201321 | UT | Utah | 39.5013 | -112.5807 | 500 | 230 | TransWest Express | 500 | Listed in HIFLD | Existing
S-0486 | Dave Johnston | UNKNOWN201361 | 201361 | WY | Wyoming | 42.8374 | -105.779 | 230 | 115 | Gateway West | 500 | Listed in HIFLD | Existing
S-0487 | Jim Bridger | JIM BRIDGER | 201366 | WY | Wyoming | 41.7349 | -108.7903 | 345 | 115 | Gateway West | 500 | Listed in HIFLD | Existing
S-0488 | Round Butte | ROUND BUTTE | 201383 | OR | Oregon | 44.6018 | -121.2683 | 500 | 230 | Bethel-Round Butte Transmission Upgrade | 500 | Listed in HIFLD | Existing
S-0489 | Fort St Vrain | FORT ST VRAIN | 201410 | CO | Colorado | 40.2433 | -104.8739 | 230 | 230 | Colorado's Power Pathway | 345 | Listed in HIFLD | Existing
S-0490 | St George | ST GEORGE | 201441 | UT | Utah | 37.1388 | -113.5633 | 138 | 138 | Red Butte- St. George Upgrade to 345 KV | 345 | Listed in HIFLD | Existing
S-0491 | Laramie River | LARAMIE RIVER | 201472 | WY | Wyoming | 42.1075 | -104.8872 | 345 | 230 | Wyoming Intertie, Laramie River - New Underwood 345 kV | 500 | Listed in HIFLD | Existing
S-0492 | Populus | POPULUS | 201566 | ID | Idaho | 42.4247 | -112.1551 | 345 | 345 | Gateway West | 500 | Listed in HIFLD | Existing
S-0493 | Terminal | TERMINAL | 201572 | UT | Utah | 40.7584 | -112.0061 | 345 | 34 | Oquirrh to Terminal Transmission Line Project, Gateway Central | 345 | Listed in HIFLD | Existing
S-0494 | Borah | BORAH | 201583 | ID | Idaho | 42.7503 | -112.9305 | 345 | 230 | Gateway West | 500 | Listed in HIFLD | Existing
S-0495 | Hemingway | HEMINGWAY | 201585 | ID | Idaho | 43.3503 | -116.663 | 500 | 230 | Boardman to Hemingway, Gateway West | 500 | Listed in HIFLD | Existing
S-0496 | Red Butte | RED BUTTE | 201601 | UT | Utah | 37.413 | -113.6452 | 345 | 115 | Red Butte- St. George Upgrade to 345 KV | 345 | Listed in HIFLD | Existing
S-0497 | Sigurd | SIGURD | 201611 | UT | Utah | 38.8443 | -111.9933 | 345 | 69 | Clover - Sigurd 345 kV | 345 | Listed in HIFLD | Existing
S-0498 | Spanish Fork | SPANISH FORK | 201618 | UT | Utah | 40.0919 | -111.5863 | 345 | 69 | Spanish Fork to Mercer Transmission Project | 345 | Listed in HIFLD | Existing
S-0499 | Oquirrh | OQUIRRH | 201621 | UT | Utah | 40.5646 | -112.0281 | 345 | 46 | Oquirrh to Terminal Transmission Line Project | 345 | Listed in HIFLD | Existing
S-0500 | Bethel | BETHEL | 201767 | OR | Oregon | 44.9301 | -122.9495 | 230 | 57 | Bethel-Round Butte Transmission Upgrade | 500 | Listed in HIFLD | Existing
S-0501 | Keeler | KEELER | 201973 | OR | Oregon | 45.5498 | -122.8951 | 500 | 115 | North of Pearl (New build), North of Pearl (Rebuild) | 500 | Listed in HIFLD | Existing
S-0502 | Midpoint (500kV) | MIDPOINT (500KV) | 202162 | ID | Idaho | 42.8347 | -114.4266 | 500 | 345 | Southwest Intertie Project (SWIP) North, Gateway West | 500 | Listed in HIFLD | Existing
S-0503 | Stegall (Scotts Bluff County) | STEGALL | 202178 | NE | Nebraska | 41.8195 | -103.9425 | 345 | Unknown | Ready Wyoming | 230 | Listed in HIFLD | Existing
S-0504 | Windstar | WINDSTAR | 202375 | WY | Wyoming | 42.8617 | -105.7795 | 230 | 69 | Gateway West, Ready Wyoming | 500 | Listed in HIFLD | Existing
S-0505 | Bowmont | BOWMONT | 202383 | ID | Idaho | 43.4385 | -116.5347 | 230 | 69 | Hemingway–Bowmont #2 230 kV Line | 230 | Listed in HIFLD | Existing
S-0506 | Shirley Basin | UNKNOWN202483 | 202483 | WY | Wyoming | 42.1799 | -106.2299 | 230 | 115 | Gateway West | 500 | Listed in HIFLD | Existing
S-0507 | Clover | CLOVER | 203131 | UT | Utah | 39.7895 | -111.8947 | 345 | 69 | Clover - Sigurd 345 kV, Gateway South, TransCanyonCrossTie | 345 | Listed in HIFLD | Existing
S-0508 | Pueblo | PUEBLO | 203692 | CO | Colorado | 38.2663 | -104.6152 | 230 | 115 | Three Corners Connector | 525 | Listed in HIFLD | Existing
S-0509 | Big Sandy | BIG SANDY | 203730 | CO | Colorado | 39.301 | -103.6413 | 230 | 115 | Eastern Colorado Transmission Expansion, Big Sandy-Burlington 230 kV Uprate | 230 | Listed in HIFLD | Existing
S-0510 | Burlington | UNKNOWN203966 | 203966 | CO | Colorado | 39.3308 | -102.242 | 115 | 115 | Eastern Colorado Transmission Expansion, Big Sandy-Burlington 230 kV Uprate | 230 | Listed in HIFLD | Existing
S-0511 | Tooele | UNKNOWN206151 | 206151 | UT | Utah | 40.5153 | -112.2963 | 138 | 69 | Gateway Central | 138 | Listed in HIFLD | Existing
S-0512 | Harris | HARRIS | 310994 | AZ | Arizona | 35.144 | -114.0867 | 230 | 230 | Golden Valley 230 kV | 230 | Listed in HIFLD | Existing
S-0513 | Mineral Park | MINERAL PARK | 308970 | AZ | Arizona | 35.319 | -114.2044 | 230 | 230 | Golden Valley 230 kV | 230 | Listed in HIFLD | Existing
S-0514 | Boerne | BOERNE | 300278 | TX | Texas | 29.8042 | -98.7258 | 138 | 69 | Boerne Split-Welfare Transmission Line Upgrade | 345 | Listed in HIFLD | Existing
S-0515 | North Receiving Station | NORTH RECEIVING STATION | 300282 | CA | California | 37.4019 | -121.9665 | 115 | Unknown | Power the South Bay, San Jose B - NRS 230 kV line | 320 | Listed in HIFLD | Existing
S-0516 | Addicks | ADDICKS | 300547 | TX | Texas | 29.8226 | -95.573 | 345 | 69 | Upgrade 345kV Ckt 71 Addicks-White Oak to increase thermal limits | 345 | Listed in HIFLD | Existing
S-0517 | Ogallala | OGALLALA | 300750 | TX | Texas | 34.5196 | -102.0387 | 345 | 345 | Ogallala to Abernathy 345 kV Line | 345 | Listed in HIFLD | Existing
S-0518 | Morgan Creek (Cattleman) | UNKNOWN300812 | 300812 | TX | Texas | 32.3341 | -100.9161 | 345 | 69 | Cattleman – Longshore 345 kV Double-Circuit Line Rebuild, Cattleman - Range Rider 138 kV Double-Circuit Line | 345 | Listed in HIFLD | Existing
S-0519 | Fayette Plant #2 | FAYETTE PLANT #2 | 300827 | TX | Texas | 29.9136 | -96.7562 | 345 | 69 | FPP Yard 2 - Lytton Springs Transmission Line Overhaul | 345 | Listed in HIFLD | Existing
S-0520 | Midway | MIDWAY | 300895 | CA | California | 35.4039 | -119.4522 | 500 | 115 | Midway - Kern 230 kV Line | 230 | Listed in HIFLD | Existing
S-0521 | North McCamey | NORTH MCCAMEY | 301062 | TX | Texas | 31.1536 | -102.2232 | 345 | 69 | Bearkat-North McCamey-Sand Lake Transmsission Line Addition | 345 | Listed in HIFLD | Existing
S-0522 | Bellaire | BELLAIRE | 301123 | TX | Texas | 29.7247 | -95.4505 | 345 | 69 | Upgrade Bellaire to Jeanetta Ckt.64B to increase thermal limits | 345 | Listed in HIFLD | Existing
S-0523 | Midland East | UNKNOWN301162 | 301162 | TX | Texas | 32.0203 | -102.0508 | 345 | 69 | Rockhound - Midland East 345 kV Line Rebuild | 345 | Listed in HIFLD | Existing
S-0524 | Pawnee | PAWNEE | 301201 | TX | Texas | 28.7399 | -98.0237 | 345 | 69 | Rebuild Pawnee to Tango into a double circuit | 345 | Listed in HIFLD | Existing
S-0525 | El Centro | EL CENTRO | 301611 | CA | California | 32.8017 | -115.5375 | 230 | Unknown | S-Line Upgrade Project | 230 | Listed in HIFLD | Existing
S-0526 | Calaveras 345 Switchyard (Spruce) | CALAVERAS 345 SWITCHYARD | 301747 | TX | Texas | 29.3124 | -98.3204 | 345 | 69 | Rebuild Spruce to Eastside Double Circuit | 345 | Listed in HIFLD | Existing
S-0527 | Hidalgo | HIDALGO | 302144 | NM | New Mexico | 32.4036 | -108.5993 | 345 | 115 | Southline Transmission Project | 345 | Listed in HIFLD | Existing
S-0528 | Antler | ANTLER | 302154 | TX | Texas | 29.7768 | -98.4134 | 345 | 69 | Antler-Bergheim Transmission Line Upgrade | 345 | Listed in HIFLD | Existing
S-0529 | Nacogdoches | NACOGDOCHES | 302197 | TX | Texas | 31.5842 | -94.6115 | 345 | 69 | Nacogdoches Southeast - Redland 345kV Line | 345 | Listed in HIFLD | Existing
S-0530 | Hobbs | UNKNOWN302202 | 302202 | NM | New Mexico | 32.7319 | -103.3101 | 230 | 14 | Crossroads - Hobbs - Roadrunner | 345 | Listed in HIFLD | Existing
S-0531 | Stewart | STEWART | 302842 | TX | Texas | 29.2277 | -94.9106 | 138 | 69 | Moody to Stewart Ckt.63 Upgrades P1041 | 345 | Listed in HIFLD | Existing
S-0532 | Sherry | SHERRY | 302851 | TX | Texas | 32.7139 | -97.0705 | 345 | 14 | Sherry Sw. - Webb/Kennedale 345 kV DCKT Line | 345 | Listed in HIFLD | Existing
S-0533 | Bergheim | BERGHEIM | 303028 | TX | Texas | 29.7887 | -98.5263 | 138 | 69 | Antler-Bergheim Transmission Line Upgrade | 345 | Listed in HIFLD | Existing
S-0534 | Delaney | DELANEY | 303076 | AZ | Arizona | 33.4811 | -113.0343 | 500 | Unknown | Ten West Link | 500 | Listed in HIFLD | Existing
S-0535 | Trinidad | TRINIDAD | 303219 | TX | Texas | 32.1263 | -96.1057 | 345 | 69 | Trinidad - Tri Corner 345 kV Double-Circuit Line | 345 | Listed in HIFLD | Existing
S-0536 | Moody REIT | MOODY REIT | 303362 | TX | Texas | 29.2606 | -94.8534 | 138 | 69 | Moody to Stewart Ckt.63 Upgrades P1041 | 345 | Listed in HIFLD | Existing
S-0537 | Petrie | PETRIE | 303501 | AZ | Arizona | 32.2534 | -110.9893 | 138 | Unknown | Southline Transmission Project | 345 | Listed in HIFLD | Existing
S-0538 | Howard | HOWARD | 303524 | TX | Texas | 29.2806 | -98.5723 | 138 | 69 | CPSE Howard to San Miguel Double Circuit Line Addition, Howard-Solstice Transmission Line Project | 345 | Listed in HIFLD | Existing
S-0539 | PH Robinson | PH ROBINSON | 303708 | TX | Texas | 29.4875 | -94.9824 | 345 | 69 | Upgrade Ckt.99A PH Robinson to Meadow | 345 | Listed in HIFLD | Existing
S-0540 | Welfare | WELFARE | 303894 | TX | Texas | 29.8868 | -98.7606 | 138 | 69 | Boerne Split-Welfare Transmission Line Upgrade | 345 | Listed in HIFLD | Existing
S-0541 | Roark | ROARK | 303896 | TX | Texas | 29.666 | -95.5611 | 138 | 69 | Jeanetta Auto Upgrades | 345 | Listed in HIFLD | Existing
S-0542 | Antelope | ANTELOPE | 304120 | CA | California | 34.6864 | -118.2987 | 500 | 69 | Antelope-Whirlwind Line Upgrade | 500 | Listed in HIFLD | Existing
S-0543 | Sandy Creek (Rattlesnake Road) | UNKNOWN304305 | 304305 | TX | Texas | 31.4735 | -96.9607 | 345 | 69 | Lake Creek - Rattlesnake Road 345 kV Line | 345 | Listed in HIFLD | Existing
S-0544 | White Oak | WHITE OAK | 304316 | TX | Texas | 29.8152 | -95.4348 | 345 | 69 | Upgrade 345kV Ckt 71 Addicks-White Oak to increase thermal limits | 345 | Listed in HIFLD | Existing
S-0545 | Afton | AFTON | 304343 | NM | New Mexico | 32.1141 | -106.8483 | 345 | 345 | Afton North-Airport 345 KV Line, Southline Transmission Project | 345 | Listed in HIFLD | Existing
S-0546 | Prong Moss | UNKNOWN304604 | 304604 | TX | Texas | 32.2073 | -101.388 | 138 | 69 | Ranger Camp – Prong Moss 345 kV Line Rebuild | 345 | Listed in HIFLD | Existing
S-0547 | Sotex5 (STP) | SOTEX5 | 304795 | TX | Texas | 28.7995 | -96.0506 | 345 | 69 | Angstrom to STP: Increase 345 kV Line MOT | 345 | Listed in HIFLD | Existing
S-0548 | Fair Oaks Ranch | FAIR OAKS RANCH | 304822 | TX | Texas | 29.7328 | -98.6124 | 138 | 69 | Bergheim-Fair Oaks Ranch Transmission Line Upgrade | 345 | Listed in HIFLD | Existing
S-0549 | Castro Valley Tap | CASTRO VALLEY TAP | 305127 | CA | California | 37.6933 | -122.0427 | 230 | 230 | Moraga-Castro Valley 230 kV Line Capacity Increase | 230 | Listed in HIFLD | Existing
S-0550 | Vineyard Tap | VINEYARD TAP | 305161 | CA | California | 37.6691 | -121.8541 | 60 | 60 | North Dublin - Vineyard 230 kV Reconductoring | 230 | Listed in HIFLD | Existing
S-0551 | Taos | TAOS | 305522 | NM | New Mexico | 36.3949 | -105.6336 | 345 | 115 | Vista Trail | 345 | Listed in HIFLD | Existing
S-0552 | Springer | SPRINGER | 305724 | NM | New Mexico | 36.3977 | -104.5967 | 115 | 115 | Vista Trail | 345 | Listed in HIFLD | Existing
S-0553 | W.A. Parish (138kV) | W.A. PARISH (138KV) | 305819 | TX | Texas | 29.4828 | -95.6304 | 345 | 69 | Upgrade Jeanetta to WA Parish, Upgrade Bellaire to WAP | 345 | Listed in HIFLD | Existing
S-0554 | Lytton Springs | LYTTON SPRINGS | 305879 | TX | Texas | 30.0054 | -97.6742 | 345 | 69 | LCRATSC FPP Yard 2 - Lytton Springs Transmission Line Overhaul | 345 | Listed in HIFLD | Existing
S-0555 | Laguna Bell | LAGUNA BELL | 306060 | CA | California | 33.9761 | -118.1477 | 230 | 66 | Laguna Bell - Mesa No. 1 230 kV Line Rating Increase | 230 | Listed in HIFLD | Existing
S-0556 | Whirlwind | WHIRLWIND | 306225 | CA | California | 34.8582 | -118.4371 | 500 | 220 | Antelope-Whirlwind Line Upgrade | 500 | Listed in HIFLD | Existing
S-0557 | Apache | APACHE | 306616 | AZ | Arizona | 32.0601 | -109.8938 | 230 | Unknown | Southline Transmission Project | 345 | Listed in HIFLD | Existing
S-0558 | Odessa | UNKNOWN306826 | 306826 | TX | Texas | 31.8483 | -102.3538 | 138 | 69 | Consavvy – Odessa EHV 345 kV Double Circuit Line Rebuild | 345 | Listed in HIFLD | Existing
S-0559 | Cholla | CHOLLA | 306857 | AZ | Arizona | 34.9386 | -110.3042 | 500 | Unknown | Four Corners to Cholla to Pinnacle Peak 345kV Line Rebuilds | 345 | Listed in HIFLD | Existing
S-0560 | Del Sol | DEL SOL | 306897 | TX | Texas | 26.4578 | -98.7371 | 345 | 69 | Cruce to Del Sol: Construct New 345 kV Double Circuit Line, Del Sol to Frontera: Build New 345 kV Double Circuit Line | 345 | Listed in HIFLD | Existing
S-0561 | Tri-Corner | TRI-CORNER | 307011 | TX | Texas | 32.5537 | -96.5375 | 345 | 69 | Trinidad - Tri Corner 345 kV Double-Circuit Line | 345 | Listed in HIFLD | Existing
S-0562 | Fair Oaks | FAIR OAKS | 307288 | TX | Texas | 29.7949 | -98.5932 | 138 | 69 | Bergheim-Fair Oaks Ranch Transmission Line Upgrade | 345 | Listed in HIFLD | Existing
S-0563 | Highway 46 | HIGHWAY 46 | 307302 | TX | Texas | 29.7588 | -98.2452 | 138 | 69 | Highway 46-River Oaks Transmission Line Upgrade | 345 | Listed in HIFLD | Existing
S-0564 | Frontera | UNKNOWN307399 | 307399 | TX | Texas | 26.2179 | -98.3971 | 138 | 69 | Del Sol to Frontera: Build New 345 kV Double Circuit Line | 345 | Listed in HIFLD | Existing
S-0565 | Devers | DEVERS | 307400 | CA | California | 33.9391 | -116.5777 | 500 | Unknown | Devers - Red Bluff 500 kV Upgrade, Devers-Valley 500 kV Upgrade | 500 | Listed in HIFLD | Existing
S-0566 | Lake Creek | LAKE CREEK | 307482 | TX | Texas | 31.4681 | -96.9848 | 345 | 69 | Lake Creek - Rattlesnake Road 345 kV Line | 345 | Listed in HIFLD | Existing
S-0567 | Pinnacle Peak SRP | PINNACLE PEAK SRP | 307741 | AZ | Arizona | 33.7002 | -111.9407 | 230 | Unknown | Pinnacle Peak - Rogers 230kV Restoration Project, Four Corners to Cholla to Pinnacle Peak 345kV Line Rebuilds | 345 | Listed in HIFLD | Existing
S-0568 | Downtown | DOWNTOWN | 307838 | TX | Texas | 29.7554 | -95.3737 | 138 | 69 | Hyde Park to Downtown Ckt.32A Upgrades | 345 | Listed in HIFLD | Existing
S-0569 | Longshore | UNKNOWN308253 | 308253 | TX | Texas | 32.1003 | -101.4523 | 345 | 69 | Cattleman – Longshore 345 kV Double-Circuit Line Rebuild, Dinosaur - Longshore 765 kV Transmission Project, Longshore Switch - Drill Hole Switch 765 kV Transmission Project | 765 | Listed in HIFLD | Existing
S-0570 | River Oaks | RIVER OAKS | 308274 | TX | Texas | 29.7778 | -98.1058 | 345 | 69 | Highway 46-River Oaks Transmission Line Upgrade | 345 | Listed in HIFLD | Existing
S-0571 | Lufkin Switch | UNKNOWN308721 | 308721 | TX | Texas | 31.3701 | -94.7686 | 345 | 69 | Lufkin Switch - Redland Switch 345 kV Line | 345 | Listed in HIFLD | Existing
S-0572 | Rancho Vista | RANCHO VISTA | 309096 | CA | California | 34.0881 | -117.5333 | 500 | 69 | San Bernardino - Vista 230 kV Upgrade, Vista - Etiwanda 230 kV Upgrade | 230 | Listed in HIFLD | Existing
S-0573 | Redland Switch | UNKNOWN309176 | 309176 | TX | Texas | 31.4195 | -94.6787 | 138 | Unknown | Lufkin Switch - Redland Switch 345 kV Line, Nacogdoches Southeast_Redland 345kV Line | 345 | Listed in HIFLD | Existing
S-0574 | Gonder | GONDER | 309389 | NV | Nevada | 39.3366 | -114.8073 | 345 | 230 | TransCanyonCrossTie | 500 | Listed in HIFLD | Existing
S-0575 | Clodine | CLODINE | 309507 | TX | Texas | 29.6748 | -95.6208 | 138 | 69 | Jeanetta Auto Upgrades | 345 | Listed in HIFLD | Existing
S-0576 | Jeanetta | JEANETTA | 309701 | TX | Texas | 29.7187 | -95.5367 | 345 | 69 | Upgrade Bellaire to Jeanetta Ckt.64B to increase thermal limits | 345 | Listed in HIFLD | Existing
S-0577 | Ajo | UNKNOWN309711 | 309711 | TX | Texas | 27.092 | -97.7744 | 345 | 138 | Ajo to Reforzar: Construct New 345 kV Double Circuit Line | 345 | Listed in HIFLD | Existing
S-0578 | San Miguel | SAN MIGUEL | 309803 | TX | Texas | 28.704 | -98.4743 | 345 | 69 | San Miguel to Cruce 345 kV lines, CPSE Howard to San Miguel Double Circuit Line Addition, San Miguel to Cruce 345 kV lines | 345 | Listed in HIFLD | Existing
S-0579 | Bearkat | UNKNOWN309999 | 309999 | TX | Texas | 31.766 | -101.5315 | 138 | 69 | Bearkat-North McCamey-Sand Lake Transmsission Line Addition | 345 | Listed in HIFLD | Existing
S-0580 | Sylmar West | SYLMAR WEST | 310199 | CA | California | 34.311 | -118.4893 | 230 | 69 | Pardee - Sylmar 230 kV Line Rating Increase | 230 | Listed in HIFLD | Existing
S-0581 | Tonkawa | TONKAWA | 310354 | TX | Texas | 32.5307 | -100.6842 | 345 | 69 | Tonkawa - Ranger Camp 345 kV Line Rebuild | 345 | Listed in HIFLD | Existing
S-0582 | Meadow | MEADOW | 310370 | TX | Texas | 29.4603 | -95.2579 | 345 | 14 | Upgrade Ckt.99A PH Robinson to Meadow | 345 | Listed in HIFLD | Existing
S-0583 | Four Corners | FOUR CORNERS | 310525 | NM | New Mexico | 36.6872 | -108.4852 | 500 | 230 | North Path, Four Corners to Cholla to Pinnacle Peak 345kV Line Rebuilds | 525 | Listed in HIFLD | Existing
S-0584 | Pinal West | PINAL WEST | 304009 | AZ | Arizona | 32.9973 | -112.1964 | 500 | 345 | Palo Verde to Pinal West 500 kV transmission project | 500 | Listed in HIFLD | Existing
S-0585 | Roadway | ROADWAY | 304749 | CA | California | 34.5762 | -117.4132 | 115 | 115 | Rebuild Kramer – Victor to 230 kV | 230 | Listed in HIFLD | Existing
S-0586 | Hyde Park | HYDE PARK | 300010 | TX | Texas | 29.7479 | -95.3846 | 69 | 69 | Hyde Park to Downtown Ckt.32A Upgrades | 345 | Listed in HIFLD | Existing
S-0587 | Rogers | ROGERS | 306561 | AZ | Arizona | 33.425 | -111.7998 | 230 | 69 | Pinnacle Peak - Rogers 230kV Restoration Project | 230 | Listed in HIFLD | Existing
S-0588 | Gamebird | GAMEBIRD | 308322 | NV | Nevada | 36.1613 | -115.9004 | 138 | 138 |  | 230 | Listed in HIFLD | Existing
S-0589 | Morgan Hill | MORGAN HILL | 307343 | CA | California | 37.1267 | -121.6589 | 115 | 115 | Morgan Hill Area Reinforcement | 230 | Listed in HIFLD | Existing
S-0590 | Red Bluff | RED BLUFF | 303503 | CA | California | 33.6987 | -115.3117 | 500 | 500 | Colorado River - Red Bluff 500 kV Line Upgrade, Devers - Red Bluff 500 kV Upgrade | 500 | Listed in HIFLD | Existing
S-0591 | Crystal | CRYSTAL | 308620 | NV | Nevada | 36.4825 | -114.8303 | 500 | 230 | TransWest Express | 500 | Listed in HIFLD | Existing
S-0592 | Harry Allen (230kV) | HARRY ALLEN (230KV) | 300740 | NV | Nevada | 36.4256 | -114.904 | 360 | 230 | Greenlink West | 525 | Listed in HIFLD | Existing
S-0593 | Valley | VALLEY | 308877 | CA | California | 33.7389 | -117.1567 | 500 | 115 | Devers-Valley 500 kV Upgrade | 500 | Listed in HIFLD | Existing
S-0594 | Del Amo | DEL AMO | 302187 | CA | California | 33.8482 | -118.0972 | 230 | 66 | Serrano - Del Amo - Mesa 500 kV Transmission Reinforcement | 500 | Listed in HIFLD | Existing
S-0595 | Rattlesnake | RATTLESNAKE | 309687 | AZ | Arizona | 32.3868 | -111.1977 | 115 | 115 | Southline Transmission Project | 230 | Listed in HIFLD | Existing
S-0596 | Hassayampa | HASSAYAMPA | 302887 | AZ | Arizona | 33.3459 | -112.8521 | 500 | 500 | Palo Verde to Pinal West 500 kV transmission project | 500 | Listed in HIFLD | Existing
S-0597 | Pinal Central | PINAL CENTRAL | 310248 | AZ | Arizona | 32.8702 | -111.5618 | 500 | 230 | SunZia, RioSol | 525 | Listed in HIFLD | Existing
S-0598 | Rudd | RUDD | 300076 | AZ | Arizona | 33.4099 | -112.3172 | 500 | 69 | Jojoba to Rudd 500kV line | 500 | Listed in HIFLD | Existing
S-0599 | Kern | KERN | 306334 | CA | California | 35.3794 | -119.0971 | 230 | 70 | Midway - Kern 230 kV Line | 230 | Listed in HIFLD | Existing
S-0600 | Kramer | KRAMER | 306392 | CA | California | 34.9891 | -117.5425 | 230 | 33 | Rebuild Kramer – Victor to 230 kV | 230 | Listed in HIFLD | Existing
S-0601 | Saguaro | SAGUARO | 301249 | AZ | Arizona | 32.5565 | -111.2961 | 500 | 115 | Southline Transmission Project | 345 | Listed in HIFLD | Existing
S-0602 | McConnico | MCCONNICO | 302846 | AZ | Arizona | 35.1383 | -114.0863 | 230 | 230 | Golden Valley 230 kV | 230 | Listed in HIFLD | Existing
S-0603 | Tortolita | TORTOLITA | 300134 | AZ | Arizona | 32.5435 | -111.2852 | 500 | 138 | Southline Transmission Project | 345 | Listed in HIFLD | Existing
S-0604 | San Bernardino | SAN BERNARDINO | 302035 | CA | California | 34.0799 | -117.2383 | 500 | 66 | San Bernardino - Etiwanda 230 kV Upgrade | 230 | Listed in HIFLD | Existing
S-0605 | Vasona | VASONA | 303819 | CA | California | 37.2539 | -121.9663 | 230 | 230 | Vasona - Metcalf Limiting Elements Removal | 230 | Listed in HIFLD | Existing
S-0606 | Pahrump | PAHRUMP | 310177 | NV | Nevada | 36.1971 | -115.9688 | 230 | 138 |  | 230 | Listed in HIFLD | Existing
S-0607 | Jojoba | JOJOBA | 304032 | AZ | Arizona | 33.2305 | -112.6204 | 500 | 500 | Jojoba to Rudd 500kV line, Palo Verde to Pinal West 500 kV transmission project | 500 | Listed in HIFLD | Existing
S-0608 | Nevada-Oregon Border Substation |  |  | OR | Oregon | 42.1046 | -119.9428 | 0 |  | Lower Columbia to Nevada-Oregon Border | 500 | New build, not listed in HIFLD | New build
S-0609 | Limber |  |  | UT | Utah | 40.4948 | -112.502 | 0 |  | Gateway Central | 345 | New build, not listed in HIFLD | New build
S-0610 | Husky |  |  | CO | Colorado | 40.6044 | -104.7475 | 0 |  | Northern Colorado Area Plan – Ault to Cloverly Transmission Project | 230 | New build, not listed in HIFLD | New build
S-0611 | Collins St |  |  | CO | Colorado | 40.5228 | -104.697 | 0 |  | Northern Colorado Area Plan – Ault to Cloverly Transmission Project | 230 | New build, not listed in HIFLD | New build
S-0612 | WAPA Ault |  |  | CO | Colorado | 40.606 | -104.8145 | 0 |  | Northern Colorado Area Plan – Ault to Cloverly Transmission Project | 230 | Not listed in HIFLD | Existing
S-0613 | Cloverly |  |  | CO | Colorado | 40.464 | -104.6422 | 0 |  | Northern Colorado Area Plan – Ault to Cloverly Transmission Project | 230 | Not listed in HIFLD | Existing
S-0614 | Waterway |  |  | FL | Florida | 27.2369 | -81.0704 | 0 |  | Sweatt-Whidden Transmission Line | 230 | Not listed in HIFLD | Existing
S-0615 | Dorr Field |  |  | FL | Florida | 27.2109 | -81.662 | 0 |  | Sweatt-Whidden Transmission Line | 230 | Not listed in HIFLD | Existing
S-0616 | Huckleberry |  |  | CO | Colorado | 37.965 | -104.583 | 0 |  | Eastern Colorado Transmission Expansion | 230 | New build, not listed in HIFLD | New build
S-0617 | Boone |  |  | CO | Colorado | 38.306 | -104.1393 | 0 |  | Eastern Colorado Transmission Expansion | 230 | Not listed in HIFLD | Existing
S-0618 | Lamar |  |  | CO | Colorado | 38.21 | -102.479 | 0 |  | Eastern Colorado Transmission Expansion | 230 | Not listed in HIFLD | Existing
S-0619 | Badger Creek |  |  | CO | Colorado | 40.0155 | -103.8307 | 0 |  | Eastern Colorado Transmission Expansion | 230 | New build, not listed in HIFLD | New build
S-0620 | Bouse |  |  | AZ | Arizona | 33.9982 | -114.2167 | 0 |  | Bouse Upgrade Project | 230 | Not listed in HIFLD | Existing
S-0621 | Mercer |  |  | UT | Utah | 40.2576 | -112.0171 | 0 |  | Spanish Fork to Mercer Transmission Project | 345 | Not listed in HIFLD | Existing
S-0622 | Bonanza |  |  | OR | Oregon | 44.2285 | -120.9366 | 0 |  | La Pine-Bonanza Line, Lower Columbia to Nevada-Oregon Border | 230 | New build, not listed in HIFLD | New build
S-0623 | Serrano |  |  | CA | California | 33.8293 | -117.7894 | 0 |  | North of SONGS - Serrano 500 kV line | 500 | Not listed in HIFLD | Existing
S-0624 | San Ofre Nuclear Power Plant (SONGS) |  |  | CA | California | 33.3694 | -117.5536 | 0 |  | North of SONGS - Serrano 500 kV line | 500 | Not listed in HIFLD | Existing
S-0625 | Imperial Valley |  |  | CA | California | 32.7176 | -115.7155 | 0 |  | Imperial Valley – North of SONGS Project, S-Line Upgrade Project | 500 | Not listed in HIFLD | Existing
S-0626 | Big Oaks |  |  | MN | Minnesota | 45.3564 | -93.8747 | 0 |  | Alexandria to Big Oaks (Cassie's Crossing) | 345 | New build, not listed in HIFLD | New build
S-0627 | Cuyana Series Compensation Station |  |  | MN | Minnesota | 46.4858 | -94.0466 | 0 |  | Northland Reliability Project | 345 | New build, not listed in HIFLD | New build
S-0628 | Iron Range |  |  | MN | Minnesota | 47.2304 | -93.3034 | 0 |  | Northland Reliability Project, 26299-Blackberry-Iron Range | 345 | Not listed in HIFLD | Existing
S-0629 | Helix |  |  | MI | Michigan | 42.4024 | -84.8147 | 0 |  | Helix to Hiple, Helix - Tompkins | 345 | New build, not listed in HIFLD | New build
S-0630 | Denny |  |  | MO | Missouri | 40.0113 | -94.3539 | 0 |  | Northern Missouri Grid Transformation Program | 345 | New build, not listed in HIFLD | New build
S-0631 | Zachary |  |  | MO | Missouri | 40.1516 | -92.5987 | 0 |  | Northern Missouri Grid Transformation Program | 345 | Not listed in HIFLD | Existing
S-0632 | Skunk River |  |  | IA | Iowa | 40.9869 | -91.6331 | 0 |  | Ottumwa-Skunk River | 345 | New build, not listed in HIFLD | New build
S-0633 | Sub 92 |  |  | IA | Iowa | 41.5549 | -91.2237 | 0 |  | Beverly-Sub 92 | 345 | Not listed in HIFLD | Existing
S-0634 | Beverly |  |  | IA | Iowa | 41.9053 | -91.6365 | 0 |  | Beverly-Sub 92 | 345 | Not listed in HIFLD | Existing
S-0635 | Morgan Valley |  |  | IA | Iowa | 41.9035 | -91.8119 | 0 |  | Webster - Franklin - Marshalltown - Morgan Valley | 345 | Not listed in HIFLD | Existing
S-0636 | Orient |  |  | IA | Iowa | 41.1926 | -94.4614 | 0 |  | Orient to IA/MO State Border | 345 | Not listed in HIFLD | Existing
S-0637 | Harborton |  |  | OR | Oregon | 45.6143 | -122.7973 | 0 |  | Harborton-Trojan #3 and #4 230kV, Cascade Renewable Transmission | 230 | Not listed in HIFLD | Existing
S-0638 | Airport |  |  | NM | New Mexico | 32.2689 | -106.9384 | 0 |  | Afton North-Airport 345 KV Line | 345 | Not listed in HIFLD | Existing
S-0639 | Newark |  |  | CA | California | 37.5007 | -121.9857 | 0 |  | Power the South Bay, Tesla - Newark 230 kV Line No. 2 Reconductoring | 320 | Not listed in HIFLD | Existing
S-0640 | Albrae |  |  | CA | California | 37.5046 | -121.9902 | 0 |  | Power the South Bay | 320 | New build, not listed in HIFLD | New build
S-0641 | Baylands |  |  | CA | California | 37.4312 | -121.9549 | 0 |  | Power the South Bay | 320 | New build, not listed in HIFLD | New build
S-0642 | Snow Goose |  |  | OR | Oregon | 42.1614 | -121.7915 | 0 |  | Corral to Snow Goose 500kV Line | 500 | Not listed in HIFLD | Existing
S-0643 | Grassland Switchyard |  |  | OR | Oregon | 45.6946 | -119.8295 | 0 |  | Corral to Grassland Annex 500kV Line | 500 | Not listed in HIFLD | Existing
S-0644 | Corral |  |  | OR | Oregon | 44.2231 | -120.9297 | 0 |  | Corral to Snow Goose 500kV Line, Corral to Grassland Annex 500kV Line | 500 | Not listed in HIFLD | Existing
S-0645 | Quenett Creek |  |  | OR | Oregon | 45.6369 | -121.2046 | 0 |  | Big Eddy - Quenett Creek Upgrade | 230 | Not listed in HIFLD | Existing
S-0646 | Elk Farm |  |  | WI | Wisconsin | 44.8416 | -91.3956 | 0 |  | Western Wisconsin Transmission Connection | 345 | New build, not listed in HIFLD | New build
S-0647 | Jump River South |  |  | WI | Wisconsin | 44.92 | -90.6628 | 0 |  | Western Wisconsin Transmission Connection | 345 | New build, not listed in HIFLD | New build
S-0648 | East Adair |  |  | IA | Iowa | 41.2766 | -94.253 | 0 |  | Lakeﬁeld Junction- East Adair | 765 | New build, not listed in HIFLD | New build
S-0649 | Lulu |  |  | MI | Michigan | 41.8903 | -83.6441 | 0 |  | Greentown - Sorenson - Lulu | 765 | New build, not listed in HIFLD | New build
S-0650 | Sabine Lake |  |  | MI | Michigan | 42.7173 | -84.0414 | 0 |  | Oneida- Sabine Lake- Blackfoot & Majestic | 345 | New build, not listed in HIFLD | New build
S-0651 | Denver |  |  | MI | Michigan | 43.7058 | -84.5308 | 0 |  | Ludington- Denver- Tittabawassee & Nelson Road | 345 | New build, not listed in HIFLD | New build
S-0652 | Muskego |  |  | WI | Wisconsin | 42.865 | -88.1957 | 0 |  | Bluemond- Arcadian- Waukesha- Muskego- Elm Road- Racine | 345 | New build, not listed in HIFLD | New build
S-0653 | Woodford |  |  | IL | Illinois | 40.7551 | -88.9107 | 0 |  | Sub T - Woodford County - Collins & Reynolds | 765 | New build, not listed in HIFLD | New build
S-0654 | Radbourn |  |  | IL | Illinois | 40.4481 | -88.8989 | 0 |  | Woodford County - Fargo & Radbourn | 345 | New build, not listed in HIFLD | New build
S-0655 | Belleau |  |  | MO | Missouri | 38.8265 | -90.6807 | 0 |  | Maywood - Belleau - MRPD - Sioux - Bugle | 345 | Not listed in HIFLD | Existing
S-0656 | Arbor Hill |  |  | IA | Iowa | 41.4669 | -94.2626 | 0 |  | Arbor Hill - East Adair (MISO LRTP Tranche 2.1 Addtl Lines) | 345 | Not listed in HIFLD | Existing
S-0657 | Pike County |  |  | IN | Indiana | 38.5358 | -87.2243 | 0 |  | Southwest Indiana-Kentucky | 345 | New build, not listed in HIFLD | New build
S-0658 | Indian Creek |  |  | IN | Indiana | 38.7197 | -87.3378 | 0 |  | Southwest Indiana-Kentucky | 345 | New build, not listed in HIFLD | New build
S-0659 | Madison County |  |  | IN | Indiana | 39.9868 | -85.6204 | 0 |  | Southeast Indiana | 345 | New build, not listed in HIFLD | New build
S-0660 | Bugle |  |  | MO | Missouri | 38.6766 | -90.3155 | 0 |  | Maywood - Belleau - MRPD - Sioux - Bugle | 345 | New build, not listed in HIFLD | New build
S-0661 | Hawk's Nest |  |  | MN | Minnesota | 44.5313 | -96.162 | 0 |  | Brookings - Lyon, Hampton - Helena 2nd 345kV Circuits | 345 | Not listed in HIFLD | Existing
S-0662 | Steep Bank Lake |  |  | MN | Minnesota | 44.5326 | -96.361 | 0 |  | Brookings - Lyon, Hampton - Helena 2nd 345kV Circuits | 345 | Not listed in HIFLD | Existing
S-0663 | Hill Valley |  |  | WI | Wisconsin | 42.9567 | -90.4345 | 0 |  | N LaCrosse-N Madison-Cardinal-Hickory Creek 345 kV, Hill Valley - Cardinal Upgrade | 345 | New build, not listed in HIFLD | New build
S-0664 | Hickory Creek |  |  | IA | Iowa | 42.5456 | -91.019 | 0 |  | N LaCrosse-N Madison-Cardinal-Hickory Creek 345 kV | 345 | Not listed in HIFLD | Existing
S-0665 | Bison |  |  | IA | Iowa | 43.4322 | -94.015 | 0 |  | 27311-Bison-Colby | 345 | Not listed in HIFLD | Existing
S-0666 | Wise |  |  | LA | Louisiana | 30.2464 | -91.1615 | 0 |  | 27767-Wise-Bayou Labutte | 230 | Not listed in HIFLD | Existing
S-0667 | Churchill |  |  | LA | Louisiana | 29.8846 | -90.1713 | 0 |  | 28274-Commodore-Churchill | 500 | Not listed in HIFLD | Existing
S-0668 | Tableland |  |  | SK | Saskatchewan | 49.0433 | -103.1753 | 0 |  | North Dakota/Saskatchewan Border (Tableland) - Tande 230 kV Ckt 1 | 230 | New build, not listed in HIFLD | New build
S-0669 | Atlantic |  |  | KS | Kansas | 38.9208 | -95.0051 | 0 |  | West Gardner - Craig 345 kV, Atlantic Substation 345 kV | 345 | New build, not listed in HIFLD | New build
S-0670 | Tobias |  |  | NE | Nebraska | 40.4862 | -97.1915 | 0 |  | Tobias 345kV Interconnection Expansion (DISIS-2017-002), Elm Creek - Tobias 345 kV | 345 | Not listed in HIFLD | Existing
S-0671 | Consavvy |  |  | TX | Texas | 31.9143 | -101.9985 | 0 |  | Consavvy – Odessa EHV 345 kV Double Circuit Line Rebuild | 345 | Not listed in HIFLD | Existing
S-0672 | Sand Lake |  |  | TX | Texas | 31.5103 | -103.4642 | 0 |  | Bearkat-North McCamey-Sand Lake Transmsission Line Addition, Riverton - Sandlake 138 kV Line Conversion 345 kV and Riverton - Sandlake 138 kV Line, Big Hill - Sand Lake 765 kV Transmission Project | 765 | Not listed in HIFLD | Existing
S-0673 | Eastside |  |  | TX | Texas | 29.4216 | -98.3229 | 0 |  | Rebuild Spruce to Eastside Double Circuit | 345 | New build, not listed in HIFLD | New build
S-0674 | Tango |  |  | TX | Texas | 28.656 | -97.9763 | 0 |  | Rebuild Pawnee to Tango into a double circuit | 345 | Not listed in HIFLD | Existing
S-0675 | Riverton |  |  | TX | Texas | 31.8068 | -103.861 | 0 |  | Riverton - Sandlake 138 kV Line Conversion 345 kV and Riverton - Sandlake 138 kV Line, Construct Drill Hole – Riverton 345 kV Double-Circuit | 345 | Not listed in HIFLD | Existing
S-0676 | Reforzar |  |  | TX | Texas | 27.2499 | -98.0161 | 0 |  | Ajo to Reforzar: Construct New 345 kV Double Circuit Line, Cruce to Reforzar: Construct New 345 kV Double Circuit Line | 345 | New build, not listed in HIFLD | New build
S-0677 | Grissom |  |  | TX | Texas | 28.2182 | -97.5567 | 0 |  | Angstrom - Grissom: Build New Line | 345 | Not listed in HIFLD | Existing
S-0678 | Angstrom |  |  | TX | Texas | 28.0442 | -97.4386 | 0 |  | Angstrom - Grissom: Build New Line, Angstrom to Naismith: Build New 345 kV Line | 345 | Not listed in HIFLD | Existing
S-0679 | Naismith |  |  | TX | Texas | 27.9342 | -97.2456 | 0 |  | Angstrom to Naismith: Build New 345 kV Line | 345 | New build, not listed in HIFLD | New build
S-0680 | Cenizo |  |  | TX | Texas | 27.3275 | -99.4118 | 0 |  | Cenizo to Cruce: Construct New 345 kV Double Circuit Line | 345 | Not listed in HIFLD | Existing
S-0681 | Cruce |  |  | TX | Texas | 27.2676 | -98.5269 | 0 |  | Cenizo to Cruce: Construct New 345 kV Double Circuit Line, Cruce to Del Sol: Construct New 345 kV Double Circuit Line, Cruce to Reforzar: Construct New 345 kV Double Circuit Line, San Miguel to Cruce 345 kV lines | 345 | New build, not listed in HIFLD | New build
S-0682 | Ranger Camp |  |  | TX | Texas | 32.3485 | -100.9127 | 0 |  | Ranger Camp – Cattleman 345 kV Double-Circuit Line, Ranger Camp – Prong Moss 345 kV Line Rebuild, Tonkawa - Ranger Camp 345 kV Line Rebuild | 345 | Not listed in HIFLD | Existing
S-0683 | Rockhound |  |  | TX | Texas | 32.0757 | -101.9345 | 0 |  | Rockhound - Connell 345 kV Double-Circuit Line | 345 | Not listed in HIFLD | Existing
S-0684 | Connell |  |  | TX | Texas | 32.1914 | -102.0639 | 0 |  | Rockhound - Connell 345 kV Double-Circuit Line | 345 | Not listed in HIFLD | Existing
S-0685 | Midland County NW |  |  | TX | Texas | 32.0374 | -102.2463 | 0 |  | Midland East – Midland County NW 345 kV Line Rebuild | 345 | Not listed in HIFLD | Existing
S-0686 | Drill Hole |  |  | TX | Texas | 31.952 | -104.0768 | 0 |  | Construct Drill Hole – Riverton 345 kV Double-Circuit | 345 | New build, not listed in HIFLD | New build
S-0687 | Reiter |  |  | TX | Texas | 31.819 | -102.3099 | 0 |  | Reiter - Tesoro 345 kV Double-Circuit Line | 345 | New build, not listed in HIFLD | New build
S-0688 | Tesoro |  |  | TX | Texas | 31.8508 | -102.2775 | 0 |  | Reiter - Tesoro 345 kV Double-Circuit Line | 345 | Not listed in HIFLD | Existing
S-0689 | Ramhorn Hill |  |  | TX | Texas | 33.0382 | -97.4755 | 0 |  | Roanoke Area Upgrades | 345 | New build, not listed in HIFLD | New build
S-0690 | Dunham |  |  | TX | Texas | 33.0527 | -97.1942 | 0 |  | Roanoke Area Upgrades | 345 | New build, not listed in HIFLD | New build
S-0691 | Vealmoor |  |  | TX | Texas | 32.5616 | -101.5967 | 0 |  | Expanse - Tredway 138 kV Line | 138 | Not listed in HIFLD | Existing
S-0692 | Tredway |  |  | TX | Texas | 32.5718 | -101.5996 | 0 |  | Expanse - Tredway 138 kV Line | 138 | New build, not listed in HIFLD | New build
S-0693 | Expanse |  |  | TX | Texas | 32.3496 | -101.8761 | 0 |  | Expanse - Tredway 138 kV Line | 138 | Not listed in HIFLD | Existing
S-0694 | Longhorn |  |  | OR | Oregon | 45.8467 | -119.6174 | 0 |  | Boardman to Hemingway | 500 | New build, not listed in HIFLD | New build
S-0695 | Colorado River |  |  | CA | California | 33.5809 | -114.8172 | 0 |  | Ten West Link, Colorado River - Red Bluff 500 kV Line Upgrade | 500 | Not listed in HIFLD | Existing
S-0696 | Richards Creek |  |  | WA | Washington | 47.5832 | -122.158 | 0 |  | Energize Eastside | 230 | New build, not listed in HIFLD | New build
S-0697 | Monteregie |  |  | QC | Quebec | 45.4988 | -72.713 | 0 |  | New England Clean Power Link | 735 | Not listed in HIFLD | Existing
S-0698 | Merill Road |  |  | ME | Maine | 44.1573 | -70.1827 | 0 |  | Merrill Road to Larrabee Road, New England Clean Energy Connection | 345 | New build, not listed in HIFLD | New build
S-0699 | Appalaches |  |  | QC | Quebec | 46.1333 | -71.3957 | 0 |  | Appalaches-Maine Interconnection | 735 | Not listed in HIFLD | Existing
S-0700 | Wheelock |  |  | ND | North Dakota | 48.3402 | -103.3058 | 0 |  | North Dakota/Saskatchewan Border (Tableland) - Wheelock 230 kV Ckt 1 | 230 | Not listed in HIFLD | Existing
S-0701 | Farmwell |  |  | VA | Virginia | 39.0151 | -77.469 | 0 |  | Farmwell to Nimbus 230 kV Line | 230 | Not listed in HIFLD | Existing
S-0702 | Nimbus |  |  | VA | Virginia | 39.0127 | -77.4641 | 0 |  | Farmwell to Nimbus 230 kV Line | 230 | New build, not listed in HIFLD | New build
S-0703 | North Delta (Bramah) |  |  | PA | Pennsylvania | 39.7505 | -76.2938 | 0 |  | North Delta-High Ridge 500 kV Line, Rebuild Peach Bottom - Conastone 500 kV, Cooper - North Delta (Bramah) | 500 | New build, not listed in HIFLD | New build
S-0704 | Welton Springs |  |  | WV | West Virginia | 39.1662 | -78.9587 | 0 |  | John Amos - Welton Spring - Rocky Point 765 kV Line | 765 | New build, not listed in HIFLD | New build
S-0705 | Rocky Point |  |  | VA | Virginia | 39.2484 | -77.4987 | 0 |  | John Amos - Welton Spring - Rocky Point 765 kV Line | 765 | New build, not listed in HIFLD | New build
S-0706 | Aspen |  |  | VA | Virginia | 39.0724 | -77.5305 | 0 |  | Aspen - Golden 500 kV Line Options, Aspen - Goose Creek 500 kV Line | 500 | New build, not listed in HIFLD | New build
S-0707 | Golden |  |  | VA | Virginia | 39.0136 | -77.4346 | 0 |  | Aspen - Golden 500 kV Line Options, Mars - Golden 500 kV Line, Lockridge - Golden 230 kV Line | 500 | New build, not listed in HIFLD | New build
S-0708 | Evergreen Mills |  |  | VA | Virginia | 38.9447 | -77.5269 | 0 |  | Reconductor Brambleton - Evergreen Mills 230 kV Line | 230 | New build, not listed in HIFLD | New build
S-0709 | Prince George |  |  | VA | Virginia | 37.2563 | -77.2949 | 0 |  | Reconductor Poe - Prince George Line to 230 kV | 230 | Not listed in HIFLD | Existing
S-0710 | Rice |  |  | PA | Pennsylvania | 39.9995 | -77.5484 | 0 |  | Rice - Ringgold 230 kV Line | 230 | New build, not listed in HIFLD | New build
S-0711 | Cabin Run |  |  | VA | Virginia | 38.957 | -77.5076 | 0 |  | Reconductor Cabin Run to Yardley Ridge 230 kV Line, Eastern Loudoun County Reconductor Projects | 230 | Not listed in HIFLD | Existing
S-0712 | Batavia |  |  | MD | Maryland | 39.3158 | -76.4975 | 0 |  | Reconductor Batavia - Riverside 230 kV Line | 230 | New build, not listed in HIFLD | New build
S-0713 | Mercers Bottom |  |  | WV | West Virginia | 38.6423 | -82.1604 | 0 |  | Sporn - Mercers Bottom 345 kV Line | 345 | New build, not listed in HIFLD | New build
S-0714 | Vint Hill |  |  | VA | Virginia | 38.7315 | -77.5904 | 0 |  | Morrisville to Vint Hill 500 kV Line, Vint Hill to Wishing Star 500 kV Line | 500 | Not listed in HIFLD | Existing
S-0715 | Wishing Star |  |  | VA | Virginia | 38.9583 | -77.5482 | 0 |  | Vint Hill to Wishing Star 500 kV Line | 500 | New build, not listed in HIFLD | New build
S-0716 | Silver Run |  |  | DE | Delaware | 39.4568 | -75.6294 | 0 |  | Upgrade Silver Run - Hope Creek 230 kV Line | 230 | Not listed in HIFLD | Existing
S-0717 | Yeat |  |  | VA | Virginia | 38.5797 | -77.5889 | 0 |  | Joshua Falls - Yeat 765 kV Line, Kraken - Yeat 500 kV Line | 765 | New build, not listed in HIFLD | New build
S-0718 | Kraken |  |  | VA | Virginia | 38.1319 | -77.4639 | 0 |  | Kraken - Yeat 500 kV Line, North Anna - Kraken 500 kV Line | 500 | New build, not listed in HIFLD | New build
S-0719 | Nokesville |  |  | VA | Virginia | 38.6912 | -77.5959 | 0 |  | Nokesville - Hornbaker 230 kV Line | 230 | Not listed in HIFLD | Existing
S-0720 | Hornbaker |  |  | VA | Virginia | 38.7451 | -77.5358 | 0 |  | Nokesville - Hornbaker 230 kV Line, Hornbaker - Devlin 230 kV Route Options | 230 | New build, not listed in HIFLD | New build
S-0721 | Raines |  |  | VA | Virginia | 36.7063 | -78.1293 | 0 |  | Nebula - Raines 230 kV Route Options | 230 | New build, not listed in HIFLD | New build
S-0722 | Cloud |  |  | VA | Virginia | 36.6621 | -78.3581 | 0 |  | Nebula - Raines 230 kV Route Options | 230 | New build, not listed in HIFLD | New build
S-0723 | Paragon Park |  |  | VA | Virginia | 39.0172 | -77.441 | 0 |  | Reconductor Paragon Park - BECO 230 kV Line | 230 | Not listed in HIFLD | Existing
S-0724 | Lockridge |  |  | VA | Virginia | 38.9971 | -77.4569 | 0 |  | Mars - Lockridge 230 kV Line, Lockridge - Golder 230 kV Line | 230 | Not listed in HIFLD | Existing
S-0725 | Mars |  |  | VA | Virginia | 38.9532 | -77.4918 | 0 |  | Mars - Lockridge 230 kV Line, Mars - Golden 500 kV Line | 230 | New build, not listed in HIFLD | New build
S-0726 | Sycolin Creek |  |  | VA | Virginia | 39.0716 | -77.5125 | 0 |  | Aspen - Sycolin Creek 230 kV Line, Sycolin Creek - Golden 230 kV Line | 230 | New build, not listed in HIFLD | New build
S-0727 | Blitz |  |  | WI | Wisconsin | 42.8438 | -89.1152 | 0 |  | 28090-Blitz-Rockdale | 345 | New build, not listed in HIFLD | New build
S-0728 | Hybar |  |  | AR | Arkansas | 35.6822 | -89.9623 | 0 |  | 28139-Driver-Hybar | 230 | New build, not listed in HIFLD | New build
S-0729 | Choctaw |  |  | MS | Mississippi | 33.2884 | -89.4205 | 0 |  | 25767-Choctaw-Wolf Creek | 500 | Not listed in HIFLD | Existing
S-0730 | Plackett |  |  | IL | Illinois | 40.4631 | -88.0747 | 0 |  | Central Illinois Grid Transformation Program | 345 | New build, not listed in HIFLD | New build
S-0731 | Crossbuck |  |  | IL | Illinois | 40.7527 | -87.9906 | 0 |  | Central Illinois Grid Transformation Program | 345 | New build, not listed in HIFLD | New build
S-0732 | Racoon Trail |  |  | IA | Iowa | 41.6215 | -93.9191 | 0 |  | 27764-Badger Creek-Raccoon Trail | 345 | Not listed in HIFLD | Existing
S-0733 | Badger Creek |  |  | IA | Iowa | 41.4697 | -93.9062 | 0 |  | 27764-Badger Creek-Raccoon Trail | 345 | New build, not listed in HIFLD | New build
S-0734 | Audubon |  |  | LA | Louisiana | 30.2284 | -90.9921 | 0 |  | 27914-Willow Glen-Conway - Audubon | 230 | New build, not listed in HIFLD | New build
S-0735 | Remsen |  |  | IA | Iowa | 42.765 | -95.9336 | 0 |  | 27451-Raun-Remsen | 345 | Not listed in HIFLD | Existing
S-0736 | Commodore |  |  | LA | Louisiana | 30.2307 | -91.2275 | 0 |  | 28274-Commodore-Churchill | 500 | New build, not listed in HIFLD | New build
S-0737 | Babel |  |  | TX | Texas | 31.1384 | -93.5675 | 0 |  | SETEX Area Reliability Project | 500 | New build, not listed in HIFLD | New build
S-0738 | Running Bear |  |  | TX | Texas | 30.4479 | -95.5421 | 0 |  | SETEX Area Reliability Project | 500 | New build, not listed in HIFLD | New build
S-0739 | Napoleon |  |  | ND | North Dakota | 46.5102 | -99.7774 | 0 |  | 27392-Wishek-Napoleon | 230 | New build, not listed in HIFLD | New build
S-0740 | Nelson Lake |  |  | ND | North Dakota | 47.0639 | -101.206 | 0 |  | 27669-Nelson Lake-Square Butte East / Bison, 27670-Nelson Lake-Square Butte / Stanton | 230 | New build, not listed in HIFLD | New build
S-0741 | Copperhead |  |  | PA | Pennsylvania | 40.248 | -76.8423 | 0 |  | Dauphin - Harrisburg 230 kV | 230 | New build, not listed in HIFLD | New build
S-0742 | Furnace Run |  |  | PA | Pennsylvania | 39.8471 | -76.4442 | 0 |  | Furnace Run - Conastone 230 kV | 230 | New build, not listed in HIFLD | New build
S-0743 | Larrabee Collector Station |  |  | NJ | New Jersey | 40.1133 | -74.1869 | 0 |  | Larrabee Collector Station - Larrabee 230 kV | 230 | New build, not listed in HIFLD | New build
S-0744 | Woodside |  |  | VA | Virginia | 39.2718 | -78.0795 | 0 |  | Woodside - Goose Creek 500 kV Line | 500 | New build, not listed in HIFLD | New build
S-0745 | Hathaway |  |  | NC | North Carolina | 36.0426 | -77.7532 | 0 |  | Rebuild Hornertown - Hathaway 230 kV, Tarboro to Hathaway Rebuild, Rocky Mount Rebuild | 230 | Not listed in HIFLD | Existing
S-0746 | Elderberry |  |  | IN | Indiana | 41.7 | -86.4803 | 0 |  | Loop Dumont - Sorenson 345 kV into Elderberry, New Stillwell to Elderberry 345kV Line | 345 | Not listed in HIFLD | Existing
S-0747 | Springhill |  |  | VA | Virginia | 38.9254 | -77.2437 | 0 |  | Tysons - Springhill 230 kV | 230 | New build, not listed in HIFLD | New build
S-0748 | Panola |  |  | TX | Texas | 32.0929 | -94.045 | 0 |  | Rusk to Panola | 345 | New build, not listed in HIFLD | New build
S-0749 | Rusk |  |  | TX | Texas | 32.028 | -94.6833 | 0 |  | Rusk to Panola | 345 | New build, not listed in HIFLD | New build
S-0750 | Roadrunner |  |  | NM | New Mexico | 32.2118 | -103.5323 | 0 |  | Crossroads - Hobbs - Roadrunner | 345 | Not listed in HIFLD | Existing
S-0751 | Crossroads |  |  | NM | New Mexico | 33.9055 | -103.2734 | 0 |  | Crossroads - Hobbs - Roadrunner, Potter - Crossroads - Phantom 765 kV | 765 | Not listed in HIFLD | Existing
S-0752 | Holt County |  |  | NE | Nebraska | 42.0888 | -98.309 | 0 |  | R-Project | 345 | New build, not listed in HIFLD | New build
S-0753 | Garvin |  |  | MN | Minnesota | 44.2305 | -95.7497 | 0 |  | MN Energy Connection Route Options | 345 | New build, not listed in HIFLD | New build
S-0754 | St. Anthony |  |  | ND | North Dakota | 46.4578 | -100.7866 | 0 |  | North Plains Connector | 345 | New build, not listed in HIFLD | New build
S-0755 | Mira Loma |  |  | NV | Nevada | 39.4556 | -119.7176 | 0 |  | Greenlink West | 525 | Not listed in HIFLD | Existing
S-0756 | Comstock |  |  | NV | Nevada | 39.4947 | -119.4388 | 0 |  | Greenlink West | 525 | Not listed in HIFLD | Existing
S-0757 | Amargosa |  |  | NV | Nevada | 36.7016 | -116.6126 | 0 |  | Greenlink West | 525 | New build, not listed in HIFLD | New build
S-0758 | Esmeralda |  |  | NV | Nevada | 38.0088 | -117.8097 | 0 |  | Greenlink West | 525 | New build, not listed in HIFLD | New build
S-0759 | Northwest |  |  | NV | Nevada | 36.3345 | -115.3301 | 0 |  | Greenlink West | 525 | Not listed in HIFLD | Existing
S-0760 | Fort Churchill |  |  | NV | Nevada | 39.1318 | -119.1469 | 0 |  | Greenlink West, Greenlink North | 525 | New build, not listed in HIFLD | New build
S-0761 | Robinson Summit |  |  | NV | Nevada | 39.3573 | -115.1669 | 0 |  | Southwest Intertie Project (SWIP) North, Greenlink North, TransCanyonCrossTie | 500 | Not listed in HIFLD | Existing
S-0762 | Cedar Hill |  |  | ID | Idaho | 42.4147 | -114.2543 | 0 |  | Gateway West | 500 | New build, not listed in HIFLD | New build
S-0763 | Anticline |  |  | WY | Wyoming | 41.7107 | -108.7444 | 0 |  | Gateway West | 500 | Not listed in HIFLD | Existing
S-0764 | Aeolus |  |  | WY | Wyoming | 42.0118 | -106.3788 | 0 |  | Gateway West, Gateway South, Wyoming Intertie | 500 | Not listed in HIFLD | Existing
S-0765 | Heward |  |  | WY | Wyoming | 42.3488 | -106.2313 | 0 |  | Gateway West | 500 | New build, not listed in HIFLD | New build
S-0766 | S3452 |  |  | NE | Nebraska | 41.5093 | -96.1075 | 0 |  | Raun - S3452 | 345 | New build, not listed in HIFLD | New build
S-0767 | Guymon |  |  | OK | Oklahoma | 36.5537 | -101.3357 | 0 |  | Three Corners Connector | 525 | New build, not listed in HIFLD | New build
S-0768 | Knickerbocker |  |  | NY | New York | 42.5067 | -73.7364 | 0 |  |  | 345 | New build, not listed in HIFLD | New build
S-0769 | Van Wagner |  |  | NY | New York | 41.7445 | -73.8525 | 0 |  |  | 345 | New build, not listed in HIFLD | New build
S-0770 | East Stolle |  |  | NY | New York | 42.8366 | -78.5806 | 0 |  | Empire State Line | 345 | New build, not listed in HIFLD | New build
S-0771 | Dysinger |  |  | NY | New York | 43.107 | -78.5669 | 0 |  | Empire State Line | 345 | New build, not listed in HIFLD | New build
S-0772 | Haverstock |  |  | NY | New York | 44.9762 | -74.797 | 0 |  |  | 345 | Not listed in HIFLD | Existing
S-0773 | Austin Road |  |  | NY | New York | 43.7615 | -75.343 | 0 |  | Smart Path Connect | 345 | New build, not listed in HIFLD | New build
S-0774 | Astoria Converter Station |  |  | NY | New York | 40.787 | -73.9002 | 0 |  | Champlain Hudson Power Express | 320 | New build, not listed in HIFLD | New build
S-0775 | New Rochelle |  |  | NY | New York | 40.9118 | -73.7744 | 0 |  | Propel NY Energy | 345 | New build, not listed in HIFLD | New build
S-0776 | Princetown |  |  | NY | New York | 42.8391 | -74.1003 | 0 |  | Central East Energy Connect | 345 | New build, not listed in HIFLD | New build
S-0777 | Rotterdam 2 |  |  | NY | New York | 42.8287 | -73.9975 | 0 |  | Central East Energy Connect | 345 | New build, not listed in HIFLD | New build
S-0778 | Eldorado |  |  | NV | Nevada | 35.797 | -115.0086 | 0 |  | TransWest Express | 500 | Not listed in HIFLD | Existing
S-0779 | Wyoming Terminal |  |  | WY | Wyoming | 41.7457 | -107.1564 | 0 |  | TransWest Express | 500 | New build, not listed in HIFLD | New build
S-0780 | SunZia East |  |  | NM | New Mexico | 34.101 | -105.6745 | 0 |  | SunZia | 525 | New build, not listed in HIFLD | New build
S-0781 | SunZia West |  |  | AZ | Arizona | 32.6007 | -111.1474 | 0 |  | SunZia | 525 | New build, not listed in HIFLD | New build
S-0782 | May Valley |  |  | CO | Colorado | 38.3528 | -102.4016 | 0 |  | Colorado's Power Pathway | 345 | New build, not listed in HIFLD | New build
S-0783 | Longhorn |  |  | CO | Colorado | 37.6143 | -102.3839 | 0 |  | Colorado's Power Pathway | 345 | New build, not listed in HIFLD | New build
S-0784 | Goose Creek |  |  | CO | Colorado | 38.9984 | -102.5026 | 0 |  | Colorado's Power Pathway | 345 | New build, not listed in HIFLD | New build
S-0785 | Canal Crossing |  |  | CO | Colorado | 40.1461 | -103.7207 | 0 |  | Colorado's Power Pathway | 345 | New build, not listed in HIFLD | New build
S-0786 | Sandstone |  |  | CO | Colorado | 38.4082 | -104.1856 | 0 |  | Colorado's Power Pathway | 345 | New build, not listed in HIFLD | New build
S-0787 | Harvest Mile |  |  | CO | Colorado | 39.6336 | -104.7028 | 0 |  | Colorado's Power Pathway | 345 | Not listed in HIFLD | Existing
S-0788 | Tundra |  |  | CO | Colorado | 38.3442 | -104.4103 | 0 |  | Colorado's Power Pathway | 345 | Not listed in HIFLD | Existing
S-0789 | Middle Grove |  |  | MO | Missouri | 39.3662 | -92.1798 | 0 |  | Grain Belt Express | 600 | New build, not listed in HIFLD | New build
S-0790 | Castle |  |  | TX | Texas | 30.3061 | -95.8392 | 0 |  | Castle 230 kV Transmission Line and Substation Project | 230 | New build, not listed in HIFLD | New build
S-0791 | Ruther Glen |  |  | VA | Virginia | 38.018 | -77.4812 | 0 |  | Ruther Glen 230 kV Electric Transmission Project | 230 | New build, not listed in HIFLD | New build
S-0792 | Carmel Church |  |  | VA | Virginia | 37.9296 | -77.4686 | 0 |  | Carmel Church 230 kV Electric Transmission Project | 230 | New build, not listed in HIFLD | New build
S-0793 | Butler Farm |  |  | VA | Virginia | 36.7791 | -78.465 | 0 |  |  | 230 | New build, not listed in HIFLD | New build
S-0794 | Finneywood |  |  | VA | Virginia | 36.8451 | -78.4511 | 0 |  | Jeffress 230 kV Project | 230 | New build, not listed in HIFLD | New build
S-0795 | Jeffress |  |  | VA | Virginia | 36.6321 | -78.52 | 0 |  | Jeffress 230 kV Project | 230 | New build, not listed in HIFLD | New build
S-0796 | Buttermilk |  |  | VA | Virginia | 39.0076 | -77.4573 | 0 |  | Beaumeade-Buttermilk Reconductor, Eastern Loudoun County Reconductor Projects | 230 | Not listed in HIFLD | Existing
S-0797 | Edsall |  |  | VA | Virginia | 38.8029 | -77.1432 | 0 |  | Edsall 230 kV Electric Transmission Project | 230 | New build, not listed in HIFLD | New build
S-0798 | Daves Store |  |  | VA | Virginia | 38.8006 | -77.6065 | 0 |  | Daves Store 230 kV Project | 230 | New build, not listed in HIFLD | New build
S-0799 | Gemini |  |  | VA | Virginia | 38.7995 | -77.6081 | 0 |  | Daves Store 230 kV Project | 230 | New build, not listed in HIFLD | New build
S-0800 | Atlas |  |  | VA | Virginia | 38.7988 | -77.6093 | 0 |  | Daves Store 230 kV Project | 230 | New build, not listed in HIFLD | New build
S-0801 | Stinger |  |  | VA | Virginia | 38.7907 | -77.5854 | 0 |  | Daves Store 230 kV Project | 230 | New build, not listed in HIFLD | New build
S-0802 | Trident |  |  | VA | Virginia | 38.7884 | -77.5819 | 0 |  | Daves Store 230 kV Project | 230 | New build, not listed in HIFLD | New build
S-0803 | Unity |  |  | VA | Virginia | 36.8865 | -78.1411 | 0 |  | South Hill 230 kV Project | 230 | New build, not listed in HIFLD | New build
S-0804 | Tunstall |  |  | VA | Virginia | 36.7379 | -78.104 | 0 |  | South Hill 230 kV Project | 230 | New build, not listed in HIFLD | New build
S-0805 | Evans Creek |  |  | VA | Virginia | 36.7049 | -78.0675 | 0 |  | South Hill 230 kV Project | 230 | New build, not listed in HIFLD | New build
S-0806 | Nebula |  |  | VA | Virginia | 36.6521 | -78.3565 | 0 |  | Nebula - Raines 230 kV Route Options | 230 | New build, not listed in HIFLD | New build
S-0807 | Enon |  |  | VA | Virginia | 37.3396 | -77.3233 | 0 |  |  | 230 | Not listed in HIFLD | Existing
S-0808 | White Mountain |  |  | VA | Virginia | 37.3595 | -77.3219 | 0 |  |  | 230 | New build, not listed in HIFLD | New build
S-0809 | Meadowville Switching Station |  |  | VA | Virginia | 37.3587 | -77.3287 | 0 |  |  | 230 | New build, not listed in HIFLD | New build
S-0810 | Sloan Drive Switching Station |  |  | VA | Virginia | 37.3492 | -77.3109 | 0 |  |  | 230 | New build, not listed in HIFLD | New build
S-0811 | Bermuda Hundred Switching Station |  |  | VA | Virginia | 37.3442 | -77.2952 | 0 |  |  | 230 | New build, not listed in HIFLD | New build
S-0812 | Sycamore Springs Switching Station |  |  | VA | Virginia | 37.3275 | -77.3482 | 0 |  |  | 230 | New build, not listed in HIFLD | New build
S-0813 | Summit |  |  | VA | Virginia | 38.2117 | -77.4718 | 0 |  | Ladysmith - Lee's Hill 230 kV Project | 230 | Not listed in HIFLD | Existing
S-0814 | Lee's Hill |  |  | VA | Virginia | 38.2224 | -77.4765 | 0 |  | Ladysmith - Lee's Hill 230 kV Project | 230 | New build, not listed in HIFLD | New build
S-0815 | Post |  |  | VA | Virginia | 38.2093 | -77.4749 | 0 |  | Ladysmith - Lee's Hill 230 kV Project | 230 | New build, not listed in HIFLD | New build
S-0816 | Ladysmith CT |  |  | VA | Virginia | 38.0733 | -77.5131 | 0 |  | Ladysmith - Lee's Hill 230 kV Project | 230 | Not listed in HIFLD | Existing
S-0817 | Tributary |  |  | VA | Virginia | 38.1578 | -77.5084 | 0 |  | Tributary 230 kV Route Options | 230 | New build, not listed in HIFLD | New build
S-0818 | Langley |  |  | VA | Virginia | 37.0907 | -76.3931 | 0 |  | Langley 230 kV Substation Project | 230 | New build, not listed in HIFLD | New build
S-0819 | Altair |  |  | VA | Virginia | 39.0638 | -77.5581 | 0 |  | Altair 230 kV Route Options | 230 | New build, not listed in HIFLD | New build
S-0820 | Aviator |  |  | VA | Virginia | 38.9237 | -77.4861 | 0 |  | Aviator 230 kV Project | 230 | New build, not listed in HIFLD | New build
S-0821 | DTC |  |  | VA | Virginia | 39.0372 | -77.429 | 0 |  | BECO to DTC 230 kV | 230 | New build, not listed in HIFLD | New build
S-0822 | Riverport |  |  | SC | South Carolina | 32.2128 | -81.0855 | 0 |  | Okatie - Riverport 230 kV | 230 | New build, not listed in HIFLD | New build
S-0823 | Devlin |  |  | VA | Virginia | 38.7819 | -77.5682 | 0 |  | Hornbaker - Devlin 230 kV Route Options | 230 | New build, not listed in HIFLD | New build
S-0824 | Pegasus DP |  |  | VA | Virginia | 38.7628 | -77.5364 | 0 |  | Hornbaker - Devlin 230 kV Route Options | 230 | New build, not listed in HIFLD | New build
S-0825 | Hourglass |  |  | VA | Virginia | 38.7458 | -77.5158 | 0 |  | Hornbaker - Devlin 230 kV Route Options | 230 | Not listed in HIFLD | Existing
S-0826 | Runway |  |  | VA | Virginia | 38.9765 | -77.4904 | 0 |  | Eastern Loudoun County Reconductor Projects | 230 | Not listed in HIFLD | Existing
S-0827 | Sojourner |  |  | VA | Virginia | 38.9654 | -77.4915 | 0 |  | Eastern Loudoun County Reconductor Projects | 230 | Not listed in HIFLD | Existing
S-0828 | Germanna |  |  | VA | Virginia | 38.4372 | -77.8722 | 0 |  |  | 230 | New build, not listed in HIFLD | New build
S-0829 | Keyser |  |  | VA | Virginia | 38.4615 | -77.9754 | 0 |  | Cirrus-Keyser 230 kV Transmission Line Rebuild | 230 | New build, not listed in HIFLD | New build
S-0830 | Cirrus |  |  | VA | Virginia | 38.4623 | -77.9765 | 0 |  |  | 230 | New build, not listed in HIFLD | New build
S-0831 | McDevitt |  |  | VA | Virginia | 38.4614 | -77.9909 | 0 |  |  | 230 | New build, not listed in HIFLD | New build
S-0832 | Chandler |  |  | VA | Virginia | 38.4628 | -77.9917 | 0 |  |  | 230 | New build, not listed in HIFLD | New build
S-0833 | Palomino |  |  | VA | Virginia | 38.4648 | -77.9911 | 0 |  |  | 230 | New build, not listed in HIFLD | New build
S-0834 | Mt. Pony |  |  | VA | Virginia | 38.4532 | -77.977 | 0 |  |  | 230 | New build, not listed in HIFLD | New build
S-0835 | Potato Run |  |  | VA | Virginia | 38.4283 | -77.907 | 0 |  | Culpeper Tech Zone 230 kV Project | 230 | New build, not listed in HIFLD | New build
S-0836 | Oak Green (Relocated) |  |  | VA | Virginia | 38.3316 | -77.9466 | 0 |  |  | 230 | New build, not listed in HIFLD | New build
S-0837 | Blackwell Road Option 1 |  |  | VA | Virginia | 38.6984 | -77.7823 | 0 |  | Blackwell Road 230 kV Project | 230 | New build, not listed in HIFLD | New build
S-0838 | Blackwell Road Option 2 |  |  | VA | Virginia | 38.6913 | -77.7737 | 0 |  | Blackwell Road 230 kV Project | 230 | New build, not listed in HIFLD | New build
S-0839 | CR 672 |  |  | FL | Florida | 27.765 | -82.2622 | 0 |  | Boyette Road to CR 672 | 230 | Not listed in HIFLD | Existing
S-0840 | Porter's Neck |  |  | NC | North Carolina | 34.3028 | -77.7919 | 0 |  | Wilmington Northeast Reliability Project | 230 | New build, not listed in HIFLD | New build
S-0841 | Morrisville |  |  | NC | North Carolina | 35.8461 | -78.8298 | 0 |  | Morrisville Industrial Transmission Line Project | 230 | New build, not listed in HIFLD | New build
S-0842 | Holly Springs |  |  | NC | North Carolina | 35.644 | -78.8729 | 0 |  | Holly Springs Utley Creek Project | 230 | New build, not listed in HIFLD | New build
S-0843 | Noblesville West |  |  | IN | Indiana | 40.0426 | -86.0889 | 0 |  | Noblesville-Westfield Reliability Projects | 230 | New build, not listed in HIFLD | New build
S-0844 | Osprey |  |  | FL | Florida | 28.0541 | -81.8076 | 0 |  |  | 230 | New build, not listed in HIFLD | New build
S-0845 | Mondon Hill |  |  | FL | Florida | 28.5539 | -82.3667 | 0 |  | Brooksville West – Mondon Hill – Bushnell East | 230 | New build, not listed in HIFLD | New build
S-0846 | Roundup |  |  | ND | North Dakota | 47.4102 | -102.7654 | 0 |  | Roundup to Kummer Ridge 345 kV Line | 345 | Not listed in HIFLD | Existing
S-0847 | Kummer Ridge |  |  | ND | North Dakota | 47.7993 | -102.9304 | 0 |  | Roundup to Kummer Ridge 345 kV Line | 345 | Not listed in HIFLD | Existing
S-0848 | Abernathy |  |  | TX | Texas | 33.8935 | -101.8144 | 0 |  | Abernathy - North Loop 345 kV | 345 | Not listed in HIFLD | Existing
S-0849 | X-FAB |  |  | TX | Texas | 33.627 | -101.8773 | 0 |  | Abernathy - North Loop 345 kV | 345 | Not listed in HIFLD | Existing
S-0850 | BL England |  |  | NJ | New Jersey | 39.2899 | -74.6361 | 0 |  | Ocean Wind BL England to Oyster Creek | 275 | Not listed in HIFLD | Existing
S-0851 | Hydraulic Road |  |  | VA | Virginia | 38.0582 | -78.4909 | 0 |  | Rebuild Charlottesville - Hydraulic Rd - Barracks Road - Crozet - Dooms 230 kV Line | 230 | Not listed in HIFLD | Existing
S-0852 | Cooper |  |  | PA | Pennsylvania | 39.7521 | -76.3005 | 0 |  | Cooper - North Delta (Bramah) 500 kV | 500 | Not listed in HIFLD | Existing
S-0853 | Unknown117827 | Columbia Industrial Park | 117827 | SC | South Carolina | 33.9433 | -80.9841 | 230 | 115 | CIP-Hopkins | 230 | Listed in HIFLD | Existing
S-0854 | Hopkins | Hopkins | 120858 | SC | South Carolina | 33.8823 | -80.9209 | 115 | 115 | CIP-Hopkins | 230 | Listed in HIFLD | Existing
S-0855 | Southern Oaks |  |  | FL | Florida | 28.7764 | -81.9561 | 0 |  | Southern Oaks Reliability Project | 230 | Not listed in HIFLD | Existing
S-0856 | Storey | STOREY | 305900 | CA | California | 36.9831 | -120.0335 | 230 | Unknown | Borden - Storey 230 kV Line Reconductoring | 230 | Listed in HIFLD | Existing
S-0857 | Borden |  |  | CA | California | 36.9221 | -119.9845 | 0 |  | Borden - Storey 230 kV Line Reconductoring | 230 | Not listed in HIFLD | Existing
S-0858 | Bellota |  |  | CA | California | 38.0155 | -121.0138 | 0 |  | Warnerville - Bellota 230 kV Line Reconductoring | 230 | Not listed in HIFLD | Existing
S-0859 | Warnerville | WARNERVILLE | 302801 | CA | California | 37.7417 | -120.8024 | 230 | 115 | Warnerville - Bellota 230 kV Line Reconductoring | 230 | Listed in HIFLD | Existing
S-0860 | Lugo | LUGO | 307508 | CA | California | 34.3667 | -117.3687 | 500 | 230 | Reconductor Lugo - Victor 230 kV, Lugo - Victorville 500 kV Upgrade | 230 | Listed in HIFLD | Existing
S-0861 | Victor | VICTOR | 301779 | CA | California | 34.5043 | -117.3886 | 230 | 33 | Reconductor Lugo - Victor 230 kV | 230 | Listed in HIFLD | Existing
S-0862 | Cortina |  |  | CA | California | 39.1206 | -122.2234 | 0 |  | Reconductor Delevan - Cortina 230 kV Line | 230 | Not listed in HIFLD | Existing
S-0863 | Delevan |  |  | CA | California | 39.3684 | -122.2693 | 0 |  | Reconductor Delevan - Cortina 230 kV Line | 230 | Not listed in HIFLD | Existing
S-0864 | Skyline |  |  | CA | California | 37.34 | -121.9008 | 0 |  | Power Santa Clara Valley | 320 | New build, not listed in HIFLD | New build
S-0865 | Metcalf |  |  | CA | California | 37.2263 | -121.7459 | 0 |  | Power Santa Clara Valley, Greater Bay Area 500 kV Transmission Reinforcement | 500 | Not listed in HIFLD | Existing
S-0866 | Grove |  |  | CA | California | 37.2141 | -121.7343 | 0 |  | Power Santa Clara Valley | 500 | New build, not listed in HIFLD | New build
S-0867 | Thurman |  |  | CA | California | 38.1275 | -121.2531 | 0 |  | Northern San Joaquin 230 kV Transmission Project | 230 | New build, not listed in HIFLD | New build
S-0868 | Lockeford | LOCKEFORD | 300823 | CA | California | 38.1178 | -121.1603 | 230 | 60 | Northern San Joaquin 230 kV Transmission Project | 230 | Listed in HIFLD | Existing
S-0869 | Johnnie Corner |  |  | NV | Nevada | 36.4333 | -116.0715 | 0 |  | Johnnie Corner - Beatty Upgrade Project | 230 | New build, not listed in HIFLD | New build
S-0870 | Valley |  |  | NV | Nevada | 36.5374 | -116.4001 | 0 |  | Johnnie Corner - Beatty Upgrade Project | 230 | Not listed in HIFLD | Existing
S-0871 | Lathrop Switch |  |  | NV | Nevada | 36.6701 | -116.366 | 0 |  | Johnnie Corner - Beatty Upgrade Project | 230 | Not listed in HIFLD | Existing
S-0872 | Beatty |  |  | NV | Nevada | 36.9028 | -116.7679 | 0 |  | Johnnie Corner - Beatty Upgrade Project | 230 | Not listed in HIFLD | Existing
S-0873 | Talega | TALEGA | 300131 | CA | California | 33.4531 | -117.5715 | 230 | 69 | South Orange County Reliability Enhancement (SOCRE) Project | 230 | Listed in HIFLD | Existing
S-0874 | Pico | PICO | 309122 | CA | California | 33.4568 | -117.5892 | 115 | Unknown | South Orange County Reliability Enhancement (SOCRE) Project | 230 | Listed in HIFLD | Existing
S-0875 | Capistrano | CAPISTRANO | 309660 | CA | California | 33.5125 | -117.6656 | 115 | 138 | South Orange County Reliability Enhancement (SOCRE) Project | 230 | Listed in HIFLD | Existing
S-0876 | Alberhill |  |  | CA | California | 33.7339 | -117.4136 | 0 |  | Alberhill System Project | 500 | New build, not listed in HIFLD | New build
S-0877 | Pardee |  |  | CA | California | 34.4398 | -118.5817 | 0 |  | Pardee - Sylmar 230 kV Line Rating Increase | 230 | Not listed in HIFLD | Existing
S-0878 | Etiwanda |  |  | CA | California | 34.089 | -117.5269 | 0 |  | San Bernardino - Etiwanda 230 kV Upgrade | 230 | Not listed in HIFLD | Existing
S-0879 | Victorville |  |  | CA | California | 34.5635 | -117.3222 | 0 |  | Lugo – Victorville 500 kV Upgrade | 500 | Not listed in HIFLD | Existing
S-0880 | Mesa |  |  | CA | California | 34.037 | -118.1104 | 0 |  | Serrano - Del Amo - Mesa 500 kV Transmission Reinforcement, Laguna Bell - Mesa No. 1 230 kV Line Rating Increase | 500 | Not listed in HIFLD | Existing
S-0881 | Suncrest |  |  | CA | California | 32.8084 | -116.6833 | 0 |  | Miguel-Sycamore Canyon Loop-in to Suncrest | 230 | Not listed in HIFLD | Existing
S-0882 | Mira Loma |  |  | CA | California | 34.0083 | -117.5643 | 0 |  | Mira Loma - Mesa Upgrade | 500 | Not listed in HIFLD | Existing
S-0883 | North Gila |  |  | AZ | Arizona | 32.7461 | -114.491 | 0 |  | North Gila - Imperial Valley 500 kV Line | 500 | Not listed in HIFLD | Existing
S-0884 | Fern Road |  |  | CA | California | 40.643 | -121.937 | 0 |  | New Humboldt to Fern Road 500 kV Line | 500 | New build, not listed in HIFLD | Existing
S-0885 | Humboldt 500kV |  |  | CA | California | 40.7453 | -124.1599 | 0 |  | New Humboldt to Fern Road 500 kV Line | 500 | New build, not listed in HIFLD | New build
S-0886 | Collinsville |  |  | CA | California | 38.0811 | -121.8366 | 0 |  | New Humboldt to Collinsville 500 kV Line | 500 | New build, not listed in HIFLD | New build
S-0887 | North Dublin |  |  | CA | California | 37.7449 | -121.8579 | 0 |  | North Dublin - Vineyard 230 kV Reconductoring | 230 | Not listed in HIFLD | Existing
S-0888 | Tesla |  |  | CA | California | 37.7124 | -121.5649 | 0 |  | Tesla - Newark 230 kV Line No. 2 Reconductoring | 230 | Not listed in HIFLD | Existing
S-0889 | Innovation |  |  | NV | Nevada | 36.5825 | -115.9474 | 0 |  |  | 230 | Not listed in HIFLD | Existing
S-0890 | Desert View |  |  | NV | Nevada | 36.3657 | -115.3674 | 0 |  |  | 500 | Not listed in HIFLD | Existing
S-0891 | Trout Canyon |  |  | NV | Nevada | 36.0764 | -115.7806 | 0 |  |  | 500 | Not listed in HIFLD | Existing
S-0892 | Sloan Canyon |  |  | NV | Nevada | 35.8332 | -115.0118 | 0 |  |  | 500 | Not listed in HIFLD | Existing
S-0893 | Vista |  |  | NV | Nevada | 36.3173 | -116.0108 | 0 |  |  | 230 | Not listed in HIFLD | Existing
S-0894 | Moraga |  |  | CA | California | 37.8479 | -122.1607 | 0 |  | Moraga-Castro Valley 230 kV Line Capacity Increase | 230 | Not listed in HIFLD | Existing
S-0895 | French Camp |  |  | CA | California | 37.8821 | -121.2904 | 0 |  | French Camp Reinforcement | 230 | Not listed in HIFLD | Existing
S-0896 | Erie Converter Station |  |  | PA | Pennsylvania | 41.9359 | -80.3783 | 0 |  | Lake Erie Converter | 345 | New build, not listed in HIFLD | Existing
S-0897 | Nanticoke |  |  | ON | Ontario | 42.8001 | -80.0559 | 0 |  | Lake Erie Connector | 320 | Not listed in HIFLD | Existing
S-0898 | Hertel |  |  | QC | Quebec | 45.4092 | -73.4286 | 0 |  | Hertel - New York Interconnection | 400 | Not listed in HIFLD | Existing
S-0899 | Ordinance Switchyard |  |  | OR | Oregon | 45.8039 | -119.3809 | 0 |  | Umatilla-Morrow County Connect Project | 230 | Not listed in HIFLD | Existing
S-0900 | Highway 730 Switchyard |  |  | OR | Oregon | 45.834 | -119.6152 | 0 |  | Umatilla-Morrow County Connect Project | 230 | Not listed in HIFLD | Existing
S-0901 | Swan Lake Project |  |  | OR | Oregon | 42.3547 | -121.6473 | 0 |  | Swan Lake Energy Storage Project | 230 | New build, not listed in HIFLD | New build
S-0902 | Abel |  |  | AZ | Arizona | 33.1494 | -111.4703 | 0 |  | Abel-Pfister-Ball 230 kV Transmission Project | 230 | Not listed in HIFLD | Existing
S-0903 | Ball |  |  | AZ | Arizona | 33.2922 | -111.6957 | 0 |  | Abel-Pfister-Ball 230 kV Transmission Project | 230 | New build, not listed in HIFLD | New build
S-0904 | Pfister |  |  | AZ | Arizona | 33.2275 | -111.5858 | 0 |  | Abel-Pfister-Ball 230 kV Transmission Project | 230 | New build, not listed in HIFLD | New build
S-0905 | Tranquility |  |  | CA | California | 36.5917 | -120.4031 | 0 |  | Manning 500/230 kV Substation Project | 230 | Not listed in HIFLD | Existing
S-0906 | Manning |  |  | CA | California | 36.5989 | -120.6065 | 0 |  | Manning 500/230 kV Substation Project, Greater Bay Area 500 kV Transmission Reinforcement | 500 | New build, not listed in HIFLD | New build
S-0907 | Wildlife |  |  | CA | California | 33.9656 | -117.4456 | 0 |  | Riverside Transmission Reliability Project | 230 | New build, not listed in HIFLD | New build
S-0909 | Brooklyn Clean Energy Hub |  |  | NY | New York | 40.7052 | -73.9817 | 0 |  | Brooklyn Clean Energy Hub | 345 | New build, not listed in HIFLD | New build
S-0910 | Dover |  |  | NY | New York | 41.6766 | -73.5757 | 0 |  | Cricket Valley - Dover 345 kV | 345 | New build, not listed in HIFLD | New build
S-0911 | Cricket Valley |  |  | NY | New York | 41.6764 | -73.5798 | 0 |  | Cricket Valley - Dover 345 kV | 345 | Not listed in HIFLD | Existing
S-0912 | Delaware | DELAWARE | 149310 | OK | Oklahoma | 36.8132 | -95.6283 | 345 | 138 | Buffalo Flats - Delaware 345 kV, Delaware - Monett 345 kV | 345 | Listed in HIFLD | Existing
S-0913 | Takeoff |  |  | VA | Virginia | 0 | 0 |  |  | Sully - Takeoff 230 kV | 230 | New build, not listed in HIFLD | New build
S-0914 | Susquehanna | SUSQUEHANNA | 146475 | PA | Pennsylvania | 41.092 | -76.1471 | 500 | 230 | Montour - Susquehanna 230 kV | 230 | Listed in HIFLD | Existing
S-0915 | Montour Station | MONTOUR STATION | 147518 | PA | Pennsylvania | 41.0726 | -76.6638 | 230 | 230 | Montour - Susquehanna 230 kV | 230 | Listed in HIFLD | Existing
S-0916 | TalenEnergy Martins Creek LLC Harwood | TALENENERGY MARTINS CREEK LLC HARWOOD | 123460 | PA | Pennsylvania | 40.9356 | -76.0274 | 69 | Unknown | Siegfried - Harwood 230 kV | 230 | Listed in HIFLD | Existing
S-0917 | Siegfried | SIEGFRIED | 147494 | PA | Pennsylvania | 40.7131 | -75.5181 | 230 | 69 | Siegfried - Harwood 230 kV | 230 | Listed in HIFLD | Existing
S-0918 | East Palmerton | TAP138492 | 138492 | PA | Pennsylvania | 40.8289 | -75.576 | 69 | 69 | Siegfried - Harwood 230 kV | 230 | Listed in HIFLD | Existing
S-0918 | Columbia | COLUMBIA | 146592 | PA | Pennsylvania | 41.0023 | -76.5069 | 230 | Unknown | Frackville-Columbia 230 kV | 230 | Listed in HIFLD | Existing
S-0919 | Brickyard |  |  |  |  | 0 | 0 |  |  | Cannon Branch - Winters Branch 230 kV Line Extension | 230 | New build, not listed in HIFLD | New build
S-0920 | Walney | WALNEY | 146782 | VA | Virginia | 38.8937 | -77.4116 | 230 | 230 | Sully - Takeoff 230 kV | 230 | Listed in HIFLD | Existing
S-0921 | Rollins Ford |  |  |  |  | 0 | 0 |  |  | Rollins Ford - Gainseville 230 kV | 230 | Not listed in HIFLD | Existing
S-0922 | Clark County Logistics |  |  |  |  | 0 | 0 |  |  | Clark County Reliability Project 345 kV | 345 | Not listed in HIFLD | New Build
S-0923 | Deland West | DELAND WEST | 150777 | FL | Florida | 29.0149 | -81.3722 | 230 | 69 | DeLand West - Dona Vista 230 kV | 230 | Listed in HIFLD | Existing
S-0924 | Dona Vista | DONA VISTA | 160628 | FL | Florida | 28.8763 | -81.6904 | Unknown | Unknown | DeLand West - Dona Vista 230 kV | 230 | Listed in HIFLD | Existing
S-0925 | Speed | SPEED | 125325 | IN | Indiana | 38.4407 | -85.7548 | 345 | Unknown | Clark County Reliability Project 345 kV | 345 | Listed in HIFLD | Existing
S-0926 | Stillwell | UNKNOWN122727 | 122727 | IN | Indiana | 41.5371 | -86.578 | 345 | 138 | New Stillwell to Elderberry 345kV Line | 345 | Listed in HIFLD | Existing
S-0927 | Sarepta | SAREPTA | 150018 | LA | Louisiana | 32.9099 | -93.4488 | 115 | Unknown | Sarepta to Mount Olive 500 kV Project | 500 | Listed in HIFLD | Existing
S-0928 | Mount Olive | MOUNT OLIVE | 150019 | LA | Louisiana | 32.5774 | -92.6875 | 500 | Unknown | Sarepta to Mount Olive 500 kV Project | 500 | Listed in HIFLD | Existing
S-0929 | Cypress | CYPRESS | 307475 | TX | Texas | 30.3036 | -94.2572 | 500 | 69 | Cypress to Legend 500 kV line | 500 | Listed in HIFLD | Existing
S-0930 | Legend |  |  |  |  | 0 | 0 |  |  | Cypress to Legend 500 kV line, Legend - Sandling 230 kV | 500 | Not listed in HIFLD | New
S-0931 | Pickens | UNKNOWN109653 | 109653 | MS | Mississippi | 32.932 | -89.9363 | 230 | Unknown | Pickens - South Canton 230 kV Line Rebuilds | 230 | Listed in HIFLD | Existing
S-0932 | Canton | UNKNOWN109669 | 109669 | MS | Mississippi | 32.6176 | -89.9996 | 230 | 230 | Pickens - South Canton 230 kV Line Rebuilds | 230 | Listed in HIFLD | Existing
S-0933 | Montgomery | MONTGOMERY | 149325 | MO | Missouri | 38.9216 | -91.4602 | 345 | 69 | Labadie-Montgomery 345kV Aging Infrastructure | 345 | Listed in HIFLD | Existing
S-0934 | Labadie | LABADIE | 149343 | MO | Missouri | 38.5635 | -90.8346 | 345 | Unknown | Labadie-Montgomery 345kV Aging Infrastructure | 345 | Listed in HIFLD | Existing
S-0935 | Salem | SALEM | 131374 | IA | Iowa | 42.4021 | -90.6641 | 345 | 69 | J1432 GIA NU New Bryant 345 kV Switch Station | 345 | Listed in HIFLD | Existing
S-0936 | Rock Creek | ROCK CREEK | 144522 | IA | Iowa | 41.791 | -90.2954 | 345 | 161 | J1432 GIA NU New Bryant 345 kV Switch Station | 345 | Listed in HIFLD | Existing
S-0937 | Point Pleasant | UNKNOWN115494 | 115494 | LA | Louisiana | 30.2521 | -91.1606 | 230 | 230 | Willow Glen - Point Pleasant 230 kV Upgrade | 230 | Listed in HIFLD | Existing
S-0938 | Spencer Creek | AUDRAIN | 149090 | MO | Missouri | 39.3106 | -91.5344 | 345 | 345 | New Firebrick Wind Farm (J1026) | 345 | Listed in HIFLD | Existing
S-0939 | Firebrick Wind Farm |  |  |  |  | 0 | 0 |  |  | New Firebrick Wind Farm (J1026) | 345 | New build, not listed in HIFLD | New
S-0940 | Sandling | UNKNOWN307205 | 307205 | TX | Texas | 29.7624 | -93.9296 | 138 | 69 | Legend - Sandling 230 kV | 230 | Listed in HIFLD | Existing
S-0941 | Rolling Hills | ROLLING HILLS | 148644 | IA | Iowa | 41.1787 | -94.775 | 345 | 345 | Rolling Hills - Southland 345 kV | 345 | Listed in HIFLD | Existing
S-0942 | Southland | UNKNOWN163571 | 163571 | IA | Iowa | 41.1748 | -95.7973 | 345 | 345 | Rolling Hills - Southland 345 kV | 345 | Listed in HIFLD | Exisitng
S-0943 | Robert |  |  |  |  | 0 | 0 |  |  | Adams Creek - Robert 230 kV | 230 | Not listed in HIFLD | Exisiting
S-0944 | Adams Creek |  |  |  |  | 0 | 0 |  |  | Adams Creek - Robert 230 kV | 230 | Not listed in HIFLD | Exisitng
S-0945 | Julian Hinds |  |  |  |  | 0 | 0 |  |  | Julian Hinds - Mirage 230 kV | 230 | Not listed in HIFLD | Existing
S-0946 | Mirage | MIRAGE | 304250 | CA | California | 33.8184 | -116.3697 | 230 | 115 | Julian Hinds - Mirage 230 kV | 230 | Listed in HIFLD | Existing
S-0947 | San Jose B |  |  |  |  | 0 | 0 |  |  | San Jose B - NRS 230 kV line | 0 | Not listed in HIFLD | Exisiting
S-0948 | Corridor | CORRIDOR | 113601 | OH | Ohio | 40.1243 | -82.8453 | 345 | 138 | Conesville - Corridor 345 kV | 345 | Listed in HIFLD | Existing
S-0949 | Branson NW | UNKNOWN117413 | 117413 | MO | Missouri | 36.6723 | -93.2585 | 161 | 161 | Branson NW - Monett 345 kV | 345 | Listed in HIFLD | Existing
S-0950 | Aqueduct | UNKNOWN122896 | 122896 | MD | Maryland | 39.2254 | -77.4415 | 230 | 230 | Rebuild Doubs - Aqueduct 230 kV, Rebuild Dickerson - Aqueduct 230 kV | 230 | Listed in HIFLD | Existing
S-0951 | Dickerson | DICKERSON | 122978 | MD | Maryland | 39.2077 | -77.4529 | 230 | Unknown | Rebuild Doubs - Dickerson 230 kV, Rebuild Dickerson - Aqueduct 230 kV | 230 | Listed in HIFLD | Existing
S-0952 | Cass County | CASS COUNTY | 131632 | NE | Nebraska | 40.949 | -95.9665 | 345 | 345 | S3458 - S3740 345 kV | 345 | Listed in HIFLD | Existing
S-0953 | S3454 | UNKNOWN131750 | 131750 | NE | Nebraska | 41.1683 | -96.1986 | 345 | 345 | S3740 – S3454 345 kV | 345 | Listed in HIFLD | Existing
S-0954 | Sidney | UNKNOWN131853 | 131853 | NE | Nebraska | 41.1256 | -102.97 | Unknown | Unknown | Holcomb - Sidney 345 kV | 345 | Listed in HIFLD | Existing
S-0955 | Twelve Mile | UNKNOWN134054 | 134054 | ND | North Dakota | 48.1537 | -103.3839 | Unknown | Unknown | Springbrook-Twelve Mile 345 | 345 | Listed in HIFLD | Existing
S-0956 | Finstad | UNKNOWN134198 | 134198 | ND | North Dakota | 48.038 | -102.3574 | 115 | Unknown | Logan - Finstad 345 kV | 345 | Listed in HIFLD | Existing
S-0957 | Tallmadge | TALLMADGE | 145778 | MI | Michigan | 42.9696 | -85.8088 | 345 | 138 | Tallmadge-Argenta - J1663 Generator Interconnection | 345 | Listed in HIFLD | Existing
S-0958 | Argenta | ARGENTA | 145779 | MI | Michigan | 42.4361 | -85.6083 | 345 | Unknown | Tallmadge-Argenta - J1663 Generator Interconnection | 345 | Listed in HIFLD | Exisiting
S-0959 | Trabue | TRABUE | 146370 | VA | Virginia | 37.5073 | -77.629 | 230 | 230 | Reconductor Midlothian - Trabue 230 kV | 230 | Listed in HIFLD | Existing
S-0960 | Nebraska City | NEBRASKA CITY | 148599 | NE | Nebraska | 40.6204 | -95.7761 | 345 | 345 | S3458 - S3740 345 kV | 345 | Listed in HIFLD | Existing
S-0961 | Holcomb | HOLCOMB | 148892 | KS | Kansas | 37.9264 | -100.9719 | 345 | 115 | Holcomb - Sidney 345 kV | 345 | Listed in HIFLD | Existing
S-0962 | Fort Smith | FORT SMITH | 149677 | AR | Arkansas | 35.3 | -94.4304 | 500 | 161 | Ft Smith - Muskogee 345 kV | 345 | Listed in HIFLD | Existing
S-0963 | Hyatt | HYATT | 152464 | OH | Ohio | 40.2153 | -83.0894 | 345 | 345 | Rebuild Hyatt - Marysville 345 kV | 345 | Listed in HIFLD | Existing
S-0964 | Marysville | MARYSVILLE | 153605 | OH | Ohio | 40.3327 | -83.4305 | 765 | 345 | Rebuild Hyatt - Marysville 345 kV | 345 | Listed in HIFLD | Existing
S-0965 | Monett | TAP153764 | 153764 | MO | Missouri | 36.9748 | -93.9155 | 161 | 161 | Delaware - Monett 345 kV, Branson NW - Monett 345 kV | 345 | Listed in HIFLD | Existing
S-0966 | Patent Gate | UNKNOWN156790 | 156790 | ND | North Dakota | 47.8636 | -103.475 | 115 | 115 | Patent Gate - Pioneer 345 kV | 345 | Listed in HIFLD | Existing
S-0967 | Chisholm | CHISHOLM | 159873 | OK | Oklahoma | 35.3772 | -99.7197 | 345 | 230 | Chisholm - Woodward - Border 345 kV | 345 | Listed in HIFLD | Existing
S-0968 | Williston 230 kV | WILLISTON 230 KV | 131015 | ND | North Dakota | 48.1442 | -103.7323 | 230 | Unknown | Dawson County - Williston 230 kV | 230 | Listed in HIFLD | Existing
S-0969 | Belfield | BELFIELD | 202276 | ND | North Dakota | 46.8418 | -103.0701 | 345 | 230 | Belfield - Maurine 345 kV | 345 | Listed in HIFLD | Existing
S-0970 | New Underwood | NEW UNDERWOOD | 202567 | SD | South Dakota | 44.0719 | -102.8269 | 230 | 115 | Laramie River - New Underwood 345 kV | 345 | Listed in HIFLD | Existing
S-0971 | Dawson County | DAWSON COUNTY | 203648 | MT | Montana | 47.1065 | -104.7688 | 230 | 115 | Dawson County - Williston 230 kV | 230 | Listed in HIFLD | Existing
S-0972 | Maurine | MAURINE | 204133 | SD | South Dakota | 45.0077 | -102.5921 | 230 | 230 | Belfield - Maurine 345 kV | 345 | Listed in HIFLD | Existing
S-0973 | Pioneer | PIONEER | 208405 | ND | North Dakota | 48.2306 | -103.9552 | 115 | 115 | Patent Gate - Pioneer 345 kV | 345 | Listed in HIFLD | Existing
S-0974 | Potter County | POTTER COUNTY | 304114 | TX | Texas | 35.3103 | -101.9226 | 345 | 69 | Potter - Crossroads - Phantom 765 kV | 765 | Listed in HIFLD | Existing
S-0975 | Moore County | MOORE COUNTY | 307040 | TX | Texas | 35.9667 | -101.863 | 230 | 115 | Moore County - Xit 230 kV | 230 | Listed in HIFLD | Existing
S-0976 | XIT | XIT | 309616 | TX | Texas | 36.0648 | -102.5288 | 138 | 115 | Moore County - Xit 230 kV | 230 | Listed in HIFLD | Existing
S-0977 | Solstice | BARILLA JUNCTION | 309907 | TX | Texas | 30.9473 | -103.3653 | 138 | 69 | Howard-Solstice Transmission Line Project, Solstice - Bottlebrush New 345 kV Line, Solstice - Faulkner New 345 kV Line | 765 | Listed in HIFLD | Existing
S-0978 | Phantom |  |  | NM | New Mexico | 32.1632 | -103.8525 |  |  | Potter - Crossroads - Phantom 765 kV | 765 | New build, not listed in HIFLD | New
S-0979 | Springbrook |  |  | ND | North Dakota | 0 | 0 |  |  | Springbrook-Twelve Mile 345 | 345 | New build, not listed in HIFLD | New
S-0980 | Ravenswood | VERNON | 140994 | NY | New York | 40.7581 | -73.9469 | 348 | 138 | Ravenswood Project - Queensboro Renewable Express | 0 | Listed in HIFLD | Exisiting
S-0981 | Big Hill | BIG HILL | 308773 | TX | Texas | 31.0472 | -100.5431 | 345 | 69 | Big Hill - Sand Lake 765 kV Transmission Project, Bell County East to Big Hill 765 kV Transmission Project | 765 | Listed in HIFLD | Existing
S-0982 | Bell County | TAP312629 | 312629 | TX | Texas | 31.0026 | -97.2587 | 345 | 345 | Bell County East to Big Hill 765 kV Transmission Project | 765 | Listed in HIFLD | Existing
S-0983 | Dinosaur |  |  |  |  | 0 | 0 |  |  | Dinosaur - Longshore 765 kV Transmission Project | 765 | Not listed in HIFLD | New
S-0984 | Clearfork |  |  |  |  | 0 | 0 |  |  | Construct Clearfork - Drill Hole 345 kV DCKT Line | 345 | Not listed in HIFLD | Existing
S-0985 | Toyah Creek |  |  |  |  | 0 | 0 |  |  | Creosote - Toyah Creek 345 kV Line | 345 | Not listed in HIFLD | Existing
S-0986 | Bottlebrush | OXY CENTURY | 304185 | TX | Texas | 30.6073 | -102.5816 | 138 | Unknown | Solstice - Bottlebrush New 345 kV Line | 345 | Listed in HIFLD | Existing
S-0987 | Faulkner |  |  |  |  | 0 | 0 |  |  | Solstice - Faulkner New 345 kV Line | 0 | Not listed in HIFLD | Existing
S-0988 | Tewksbury No. 22A | TEWKSBURY NO. 22A | 140719 | MA | Massachusetts | 42.6228 | -71.2423 | 345 | 345 | Reconductor Tewksbury - Woburn 345 kV | 345 | Listed in HIFLD | Exisiting
S-0989 | Woburn | WOBURN | 140711 | MA | Massachusetts | 42.4623 | -71.154 | 345 | 115 | Reconductor Tewksbury - Woburn 345 kV | 345 | Listed in HIFLD | Existing
S-0990 | Rockville |  |  |  |  | 0 | 0 |  |  | East Walton - Rockville 500 kV, Rockville - Tiger Creek 500 kV | 500 | Not listed in HIFLD | New
S-0991 | East Walton |  |  |  |  | 0 | 0 |  |  | East Walton - Rockville 500 kV, East Walton - Middle Fork 500 kV | 500 | Not listed in HIFLD | New
S-0992 | Wansley | WANSLEY | 115709 | GA | Georgia | 33.4123 | -85.0336 | 230 | 230 | Ashley Park - Wansley 500 kV, Tenaska - Wansley 500 kV | 500 | Listed in HIFLD | Existing
S-0993 | Ashley Park |  |  |  |  | 0 | 0 |  |  | Ashley Park - Wansley 500 kV | 500 | Not listed in HIFLD | New
S-0994 | Talbot County Energy | TALBOT COUNTY ENERGY | 112105 | GA | Georgia | 32.5886 | -84.6929 | 230 | 230 | Dresden - Talbot 500 kV | 500 | Listed in HIFLD | Existing
S-0995 | Dresden | UNKNOWN116414 | 116414 | GA | Georgia | 33.3516 | -84.9076 | 230 | 230 | Dresden - Talbot 500 kV | 500 | Listed in HIFLD | Exisiting
S-0996 | Tenaska | UNKNOWN115702 | 115702 | GA | Georgia | 33.3515 | -84.9978 | 500 | 500 | Tenaska - Wansley 500 kV, Heard County - Tenaska 500 kV | 500 | Listed in HIFLD | Existing
S-0997 | Heard County | UNKNOWN115703 | 115703 | GA | Georgia | 33.359 | -84.9946 | 500 | 500 | Heard County - Tenaska 500 kV | 500 | Listed in HIFLD | Existing
S-0998 | Farley | UNKNOWN108997 | 108997 | AL | Alabama | 31.2241 | -85.1162 | 500 | 230 | Farley - Tazewell 500 kV | 500 | Listed in HIFLD | Existing
S-0999 | Tazewell | UNKNOWN112026 | 112026 | GA | Georgia | 32.363 | -84.4769 | 230 | Unknown | Farley - Tazewell 500 kV | 500 | Listed in HIFLD | Existing
S-1000 | Wadley | UNKNOWN113367 | 113367 | GA | Georgia | 32.8836 | -82.4142 | 230 | Unknown | Hatch - Wadley 500 kV | 500 | Listed in HIFLD | Existing
S-1001 | Tiger Creek | UNKNOWN113410 | 113410 | GA | Georgia | 33.0945 | -82.9816 | 230 | 230 | Rockville - Tiger Creek 500 kV | 500 | Listed in HIFLD | Existing
S-1002 | Warthen Substation | WARTHEN SUBSTATION | 154653 | GA | Georgia | 33.1199 | -82.8594 | 500 | 500 | Tiger Creek - Warthen 500 kV | 500 | Listed in HIFLD | Existing
S-1003 | Hatch | EDWIN I HATCH | 116864 | GA | Georgia | 31.9335 | -82.3452 | 500 | 500 | Hatch - Wadley 500 kV | 500 | Listed in HIFLD | Existing
S-1004 | McGrau Ford | UNKNOWN110859 | 110859 | GA | Georgia | 34.327 | -84.3374 | 500 | 230 | Mcgrau Ford - Middle Fork 500 kV | 500 | Listed in HIFLD | Existing
S-1005 | Middle Fork | UNKNOWN111239 | 111239 | GA | Georgia | 34.4205 | -83.4006 | 230 | 115 | Mcgrau Ford - Middle Fork 500 kV, East Walton - Middle Fork 500 kV | 500 | Listed in HIFLD | Exsiting
S-1006 | Battle Creek | BATTLE CREEK | 145771 | MI | Michigan | 42.3687 | -85.1584 | 345 | 138 | Battle Creek - Oneida | 345 | Listed in HIFLD | Existing
S-1007 | Melbourne |  |  |  |  | 0 | 0 |  |  | Dowling - Fulton 345 kV Transmission Line Tap to Melbourne | 345 | New build, not listed in HIFLD | New
S-1008 | Fulton |  | 171366 | OH | Ohio | 41.6015 | -83.9099 | 345 | Unknown | Dowling - Fulton 345 kV Transmission Line Tap to Melbourne | 345 | Listed in HIFLD | Existing
S-1009 | Centreport |  |  |  |  | 0 | 0 |  |  | Centreport 230 kV Electric Transmission Project | 230 | New build, not listed in HIFLD | New
S-1010 | Midessa South SW |  |  |  |  | 0 | 0 |  |  | Midessa South SW - Consavvy - Longshore Switch - Morgan Creek SES 345 kV Line Upgrades | 345 | Not listed in HIFLD | Existing
S-1011 | Creosote | TAP307958 | 307958 | TX | Texas | 31.2763 | -103.1274 | 138 | Unknown | Creosote - Toyah Creek 345 kV Line | 345 | Listed in HIFLD | Existing
S-1012 | Kammer | KAMMER (765KV) | 151797 | WV | West Virginia | 39.8335 | -80.806 | 765 | 500 | Kammer - Juniata 765 kV | 765 | Listed in HIFLD | Existing
S-1013 | Juniata | JUNIATA | 147580 | PA | Pennsylvania | 40.4291 | -77.1709 | 500 | Unknown | Kammer - Juniata 765 kV | 765 | Listed in HIFLD | Existing
S-1014 | Haddam Neck | HADDAM NECK | 136467 | CT | Connecticut | 41.4883 | -72.4927 | 345 | 345 | Reconductor Scovill Rock - Haddam Neck | 345
S-1015 | Scovill Rock | SCOVILL ROCK | 136466 | CT | Connecticut | 41.5104 | -72.5697 | 345 | 345 | Reconductor Scovill Rock - Haddam Neck | 345
S-1016 | DPC Bell Center | DPC BELL CENTER | 134703 | WI | Wisconsin | 43.2869 | -90.8243 | 161 | 69 | Bell Center–Columbia–Sugar Creek–IL/WI State Line 765 kV | 765 | Listed in HIFLD | Existing
S-1017 | Big Smarr |  |  | GA | Georgia | 0 | 0 |  |  | Big Smarr - Tomochichi 500 kV | 500 | New build, not listed in HIFLD | New
S-1018 | Tomochichi |  |  | GA | Georgia | 0 | 0 |  |  | Big Smarr - Tomochichi 500 kV | 500 | New build, not listed in HIFLD | New

## Field definitions
Field Definitions
Planned Transmission Projects and Study Concepts
Field Name in Shapefile | Field Name in Spreadsheet | Description
RecordID | Record ID | Unique ID for each record of the dataset
ProjectID | Project ID | Unique ID for each project. Multiple records may have the same Project ID if the project has multiple segments.
Project | Project name | Name of the project
Segment | Segment | Name or identifier of the specific segments of a project, if relevant
Owner | Owner | Project owner
Status | Status | Project status (Planning; Engineering, design, and routing; Permitting; Construction; Complete; On hold; Terminated)
InfoDate | Status last updated date | Date that project status was last updated
Type | Change type | Type of project (New circuit, greenfield; New circuit, existing ROW; Rebuild; Upgrade; Reconductor)
LineType | Line type | Type of line (Aboveground; Underground; Mixed)
MinVolt | Minimum voltage (kV) | Minimum voltage, in kilovolts (kV)
MaxVolt | Maximum voltage (kV) | Maximum voltage, in kilovolts (kV)
ACDC | AC or DC | Specification of whether the line carries Alternating Current (AC) or Direct Current (DC)
CapacityMW | Capacity (MW) | Total project capacity, in megawatts (MW)
EstYear | Estimated in service year | Estimated year that the line will be in service
FedPerm | Federal permitting status | Federal permitting status
StatePerm | State permitting status | State permitting status
Perm_Updat | Last permitting update | Date that permitting status was last updated
FP_Filter | Federal permitting simple status | Federal permitting simple status
SP_Filter | State permitting simple status | State permitting simple status
AltName | Alternative name | Alternative project name, if relevant
FromSub | Origin substation | Substation the project originates at
ToSub | Destination substation | Substation the project terminates at
AllSub | Related substations | All substations known to be involved in the project
StatesFull | States intersected | All states intersected by the planned project
StatesAbbr | States intersected (abbreviated) | All states intersected by the planned project, with states abbreviated
ISO_RTO | RTO intersected | All regional transmission organizations (RTOs) intersected by the planned project
PlanAuth | Planning authority | Planning authority overseeing the project, if any
PlanProc | Planning process | Transmission planning process that the planned project is part of, if any
Portfolio | Planning portfolio | Transmission planning portfolio that the planned project is part of, if any
Length_mi | Length (mi) | Length of the planned route, in miles
LengthSrc | Length source | Source of length data, whether gathered from a project description or calculated by Horizon (Reported; Estimated)
Link | Link 1 | Link to information on the project
Link2 | Link 2 | Link to additional information on the project
Substations in Planned Projects
Field Name in Shapefile | Field Name in Spreadsheet | Description
SubID | Substation ID | Unique ID for each substation
Name | Substation name | Name of substation
HIFLD_Name | HIFLD name | Original name of the substation, if the substation was present in the Homeland Infrastructure Foundation Level Database 'Electrical Substations' dataset
HIFLD_ID | HIFLD ID | Original substation ID, if the substation was present in the Homeland Infrastructure Foundation Level Database 'Electrical Substations' dataset
StateShort | State (abbrv.) | State the substation is located in, abbreviated
StateFull | State | State the substation is located in
latitude | Latitude | Latitude, in decimal degrees
longitude | Longitude | Longitude, in decimal degrees
CurrentMax | Current maximum voltage (kV) | Maximum voltage at the substation currently (before planned project)
CurrentMin | Current minimum voltage (kV) | Minimum voltage at the substation currently (before planned project)
PlanProj | Planned project | List of planned project(s) that the substation is involved in. Note, this field is not exhaustive.
PlanVolt | Planned project voltage | Voltage of planned project that the substation is involved in, in kilovolts (kV). If the substation is involved in multiple planned projects, this fields reflects the highest voltage project.
HIFLD | Presence in HIFLD | Specification of whether the substation was present in the original HIFLD dataset, or whether it was added by Horizon. (Listed in HIFLD; Not listed in HIFLD; New build, not listed in HIFLD)
ExistNew | Existing or new substation | Specification of whether the substation is already existing or is a new build.